## Cover Sheet
Workbook Information
File Name: | Heating and Cooling Assessment 2025- Supporting Datafile
Description of file: | Output of Heating and Cooling Assessment 2025. This database contains the data used to support the Technical Annex.
Version | V1.0
Issued: | May 20206

## Waste Heat Sources & Potential
Waste Heat Sources and Potential
Sheet with waste heat sources data. This data is an input to district heating modelling.
Waste Heat Definitions
Under the Renewable Energy Directive (RED III), waste heat is unavoidable heat generated as by-product in industrial or power generation installations, or in the tertiary sector, which would be dissipated unused in air or water without access to a district heating system.For this analysis attention has been limited to: power stations, energy from waste (EfW), Industrial installations, waste water treatment (WWT), and data centres. Note that we have aligned with this definition as far as possible for this high-level assessment of potential waste heat sources across Ireland. However, this assessment has not considered sites on an individual basis and therefore cannot comment site by site on what quantity of heat might be technically or economically recoverable for re-use on site (i.e., how much is unavoidable). An accurate site-level assessment of unavoidable waste heat would require a site-specific pinch analysis, which is beyond the scope of this work.
Waste heat definitions by source type
Installation category | Definition of the quoted quantity of available waste heat
Power station | Maximum quantity of waste heat it is possible to extract from the power plant's exhaust gases and condenser without reducing its electrical capacity
Energy from Waste plant | Maximum quantity of waste heat it is possible to extract from the EfW plant's exhaust gases and condenser without reducing its electrical capacity
Industrial installation | Maximum quantity of waste heat it is possible to extract from heat lost from industrial products, equipment and processes and heat discharged from combustion processes without affecting the site's operation
Data centre | Maximum quantity of waste heat it is possible to extract from the data centre cooling system
Waste water treatment plant | Maximum quantity of waste heat it is possible to extract from the effluent of waste water treatment plants
Waste Heat Potential
Category | Installation Name* | Type of waste heat | Waste Heat Recovery Potential [MW] | 2024 Waste Heat Recovery Potential [GWh/year] | 2034 Waste Heat Recovery Potential [GWh/year] | Temperature of heat / C
Power stations | PS-1** | Power Station | 359 | 126 | 0 | <100
Power stations | PS-2 | Power Station | 285 | 1625 | 266 | <100
Power stations | PS-3** | Power Station | 248 | 114 | 0 | <100
Power stations | PS-4 | Power Station | 283 | 1158 | 76 | <100
Power stations | PS-5 | Power Station | 281 | 514 | 0 | <100
Power stations | PS-6** | Power Station | 191 | 106 | 3 | <100
Power stations | PS-7** | Power Station | 191 | 239 | 136 | <100
Power stations | PS-8 | Power Station | 262 | 1436 | 431 | <100
Power stations | PS-9** | Power Station | 49 | 0 | 0 | <100
Power stations | PS-10 | Power Station | 276 | 1471 | 371 | <100
EfW plants | EfW-1 | Energy from Waste | 112.5 | 902.7778 | - | <100
EfW plants | EfW-2 | Energy from Waste | 45 | 361.1111 | - | <100
Industrial installations | Ind-1 | Food industrial processing & Beverages | 11 | 22 | - | 30
Industrial installations | Ind-2 | Food industrial processing & Beverages | 6 | 12 | - | 30
Industrial installations | Ind-3 | Food industrial processing & Beverages | 8 | 16 | - | 30
Industrial installations | Ind-4 | Food industrial processing & Beverages | 5 | 11 | - | 30
Industrial installations | Ind-5 | Food industrial processing & Beverages | 12 | 24 | - | 30
Industrial installations | Ind-6 | Food industrial processing & Beverages | 5 | 11 | - | 30
Industrial installations | Ind-7 | Food industrial processing & Beverages | 8 | 16 | - | 30
Industrial installations | Ind-8 | Food industrial processing & Beverages | 5 | 11 | - | 30
Industrial installations | Ind-9 | Food industrial processing & Beverages | 6 | 13 | - | 30
Industrial installations | Ind-10 | Food industrial processing & Beverages | 5 | 10 | - | 30
Industrial installations | Ind-11 | Food industrial processing & Beverages | 6 | 12 | - | 30
Industrial installations | Ind-12 | Pharmaceuticals | 3 | 5 | - | 30
Industrial installations | Ind-13 | Cement | 11 | 26 | - | 100 to >300
Industrial installations | Ind-14 | Cement | 14 | 32 | - | 100 to >300
Industrial installations | Ind-15 | Cement | 5 | 12 | - | 100 to >300
Industrial installations | Ind-16 | Cement | 9 | 21 | - | 100 to >300
Industrial installations | Ind-17 | Refinery | 69 | 161 | - | 120-250
Data centre*** | DC-1- DC-103 | Data centre | 1.7369 | 15.226 | - | 35-45
Waste water treatment | WWTP-1 | Waste water treatment plant | 50 | 442 | - | 18-30
Waste water treatment | WWTP-2 | Waste water treatment plant | 13 | 111 | - | 18-30
Waste water treatment | WWTP-3 | Waste water treatment plant | 6 | 51 | - | 18-30
Waste water treatment | WWTP-4 | Waste water treatment plant | 6 | 50 | - | 18-30
Waste water treatment | WWTP-5 | Waste water treatment plant | 6 | 50 | - | 18-30
Waste water treatment | WWTP-6 | Waste water treatment plant | 5 | 46 | - | 18-30
Waste water treatment | WWTP-7 | Waste water treatment plant | 5 | 40 | - | 18-30
Waste water treatment | WWTP-8 | Waste water treatment plant | 4 | 35 | - | 18-30
Waste water treatment | WWTP-9 | Waste water treatment plant | 3 | 27 | - | 18-30
Waste water treatment | WWTP-10 | Waste water treatment plant | 2 | 22 | - | 18-30
Waste water treatment | WWTP-11 | Waste water treatment plant | 2 | 21 | - | 18-30
Waste water treatment | WWTP-12 | Waste water treatment plant | 2 | 19 | - | 18-30
Waste water treatment | WWTP-13 | Waste water treatment plant | 2 | 19 | - | 18-30
Waste water treatment | WWTP-15 | Waste water treatment plant | 2 | 18 | - | 18-30
Waste water treatment | WWTP-16 | Waste water treatment plant | 2 | 16 | - | 18-30
Waste water treatment | WWTP-17 | Waste water treatment plant | 2 | 15 | - | 18-30
Waste water treatment | WWTP-18 | Waste water treatment plant | 2 | 15 | - | 18-30
Waste water treatment | WWTP-19 | Waste water treatment plant | 2 | 14 | - | 18-30
Waste water treatment | WWTP-20 | Waste water treatment plant | 2 | 13 | - | 18-30
Waste water treatment | WWTP-21 | Waste water treatment plant | 1 | 12 | - | 18-30
Waste water treatment | WWTP-22 | Waste water treatment plant | 1 | 12 | - | 18-30
Waste water treatment | WWTP-23 | Waste water treatment plant | 1 | 12 | - | 18-30
Waste water treatment | WWTP-24 | Waste water treatment plant | 1 | 12 | - | 18-30
Waste water treatment | WWTP-25 | Waste water treatment plant | 1 | 11 | - | 18-30
Waste water treatment | WWTP-26 | Waste water treatment plant | 1 | 11 | - | 18-30
Waste water treatment | WWTP-27 | Waste water treatment plant | 1 | 11 | - | 18-30
Waste water treatment | WWTP-28 | Waste water treatment plant | 1 | 10 | - | 18-30
Waste water treatment | WWTP-29 | Waste water treatment plant | 1 | 10 | - | 18-30
Waste water treatment | WWTP-30 | Waste water treatment plant | 1 | 10 | - | 18-30
Waste water treatment | WWTP-32 | Waste water treatment plant | 1 | 9 | - | 18-30
Waste water treatment | WWTP-33 | Waste water treatment plant | 1 | 9 | - | 18-30
*In the interest of confidentiality, site names have been removed.
**Power stations expected to close by 2030, along with peaking and low‑utilisation plants, were excluded as unreliable waste‑heat sources, leaving five of the original stations that met the EED criteria based on projected 2025 capacity factors.
***In this study, 104 data centres were identified, all assumed to have the same level of waste heat availability

## Technology List
Technology List
A sheet listing the technologies considered in the HCA project for domestic and non-domestic buildings and in industry.
Low carbon technologies for buildings |  |  |  |  | Low carbon technologies for industry
# | Technology | Included for domestic? | Included for non-domestic? | TRL** | # | Sector | Technology | TRL** | Definitions
1 | ASHP | Y | Y | 9 | 1 | Cement/Lime Kiln | Mixed Fuel Kiln + Calciner (high % biomass and waste fuel) | 4-7 | Applies high temperatures (often >900 degC) to input materials to produce materials in construction and other industries. Biological and non-biological wastes can be used as fuels.
2 | GSHP | Y | Y | 9 | 2 | Cement/Lime Kiln | Hydrogen Kiln (Lime only) | 7-8 | Applies high temperatures (>900 degC) to calcium carbonate, and hydrogen can be combusted to provide the necessary heat and temperature requirements
3 | High T ASHP | Y | Y | 7 | 3 | Kiln (Ceramics) | Hydrogen Kiln | 7-8 | Requires high temperatures (up to 1500 degC), and hydrogen can be used to provide necessary heat
4 | High T GSHP | Y | Y | 7 | 4 | Kiln (Ceramics) | Electric Kiln | 4-7 | Requires high temperatures (up to 1500 degC), and plasma torches can be used to provide necessary heat
5 | Communal ASHP | Y | N | 9 | 5 | Steam Boilers | Industrial Hydrogen Boiler | 9 | Hydrogen is combusted to generate steam from water
6 | Electric storage | Y | N | 9 | 6 | Steam Boilers | Electric Boiler | 9 | Resistive electric heating is used to generate steam from water
7 | Electric resistive | Y | Y | 9 | 7 | Steam Boilers | Biomass Boiler | 11 | Biomass is combusted to generate steam from water
8 | Solid biomass boiler | Y | Y | 10 | 8 | Heat Pumps | Heat Pump - Medium Temperature (Hot Water) | 9 | Uses electricity to heat water to <100 degC with high efficiencies by utilising external heat
9 | BioLPG boiler | Y | Y | 9 | 9 | Heat Pumps | Heat Pump - High Temperature (Steam) | 4-7 | Uses electricity to generate steam from water with high efficiencies by utilising external heat
10 | Bioliquid boiler (B100) | Y | Y | 10 | 10 | CHP replacements | Hydrogen CHP | 5-8 | Hydrogen is combusted to generate steam from water. The steam drives turbines to generate electricity, additional steam is recovered and used onsite.
11 | Hydrogen boiler | Y | Y | 9 | 11 | CHP replacements | Biomass CHP | 9-11 | Biomass is combusted to generate steam from water. The steam drives turbines to generate electricity, additional steam is recovered and used onsite.
12 | Biomethane boiler | Y | Y | 10 | 12 | CHP replacements | Electric Boiler + Grid Connection | 9 | Resistive electric heating is used to generate steam from water. The loss in electricity generation is made up by grid imports.
13 | Hybrid (ASHP + gas boiler) - HW storage | Y | Y | 9 | 13 | Oven | Hydrogen Oven | 4-7 | Hydrogen is used to heat the contents of the oven to temperatures typically 100-400 degC
14 | Hybrid (ASHP + bioliquid boiler) - HW storage | Y | Y | 9 | 14 | Oven | Electric Oven | 5-8 | Resistive electric heating is used to heat the contents of the oven to temperatures typically 100-400 degC
15 | Hybrid (ASHP + hydrogen boiler) - HW storage | Y | Y | 9 | 15 | Furnace | Hydrogen Furnace | 4-7 | Hydrogen is used to heat the contents of the furnace to temperatures typically >400 degC
16 | Electric resistive + HW HP | Y | N | 9 | 16 | Furnace | Electric Furnace | 4-9 | Resistive electric heating is used to heat the contents of the furnace to temperatures typically >400 degC
17 | District heating | Y | Y | 9 | 17 | Dryer | Hydrogen Dryer | 4-7 | Hydrogen is used to heat the contents of the dryer to temperatures typically <300 degC
18 | ASHP + solar thermal | Y | Y | 8-9 | 18 | Dryer | Electric Dryer | 5-9 | Resistive electric heating is used to heat the contents of the dryer to temperatures typically <300 degC
19 | Bioliquid boiler + solar thermal | Y | Y | 9 | 19 | Refrigeration*** | HP | 9 | Refrigeration is used to lower temperatures
20 | Hydrogen boiler + solar thermal | Y | Y | 8 | 20 | Alumina calciner | Electric Alumina Calciner | 3-6 | Heats alumina hydrate to high temperatures (often >1050 degC) utilising plasma torches
21 | ASHP + solar PV HW | Y | Y | 8 | 21 | Alumina calciner | Hydrogen Alumina Calciner | 4-7 | Heats alumina hydrate to high temperatures (often >1050 degC) utilising hydrogen combustion
22 | Air conditioning (HP) for space cooling* | N | N | 9
| *Note that air conditioning is not formally included within the technology uptake modelling within the NEMF |  |  |  |  | **Note there are many different intepretations of the TRL scale, with many different organisations using different versions. For both buildings and industrial technologies we have aligned with TRL values taken from the IEA ETP Clean Energy Technology Guide
| It is however expected to be a relevant technology in dwellings and non-domestic premises |  |  |  |  | https://www.iea.org/data-and-statistics/data-tools/etp-clean-energy-technology-guide
***Note that refrigeration is not formally included within the industrial technology uptake modelling within the NEMF

## Technology Performance & Costs
Technology Performance, Cost and Lifetime Data
Sheet with performance & lifetime data for all heating technologies considered, both domestic and non-domestic.
Technology costs and efficiencies | [7 empty] | Fixed cost is the base capital cost for equipment at the entry point to the relevant power band e.g. €9,000 for a 4kW ASHP | Marginal cost is the extra cost per kW over and above the fixed cost at the start of the band. Applies only to increases in power from the band start. E.g. marginal cost of an 8kW heat pump is (8-4)*€1000 = €4000 and total cost is marginal + fixed: €4000 + €9000 = €13,000 | [5 empty] | Industrial technologies costs | [15 empty] | Industrial technology fuel types |  |  | Fuel types |  | Buildings technology lifetimes |  |  | Industrial technologies lifetimes |  |  |  | Temperature dependent efficiency adjustment |  |  |  |  | Annual space heating efficiency in buildings where the peak flow T is as in column "BC". However, this is not the efficiency when operating at the peak temperature but reflects the annual average operating temperature which will be lower than peak temperature. | This is the hot water efficiency. The base temperature is assumed to be 60 degrees Celcius. | This is the blended space heating and hot water efficiency averaged across the year | Application of additional costs and constraints | [21 empty] | Additional costs (not archetype-dependent) |  |  |  |  | Additional costs (archetype-dependent) | [7 empty] | Boiler decommission costs |  |  |  | Industry Load Factors |  |  | Industrial counterfactual technologies (for reference)
ID | Technology | Type | Min size (kW) | Max size (kW) | Median size (kW, for plotting) | Primary Fuel | Secondary fuel | Fixed capex (€) | Marginal capex (€/kWth) | Fixed opex (€/y) | Marginal opex (€/kWth/y) | Primary thermal efficiency (%) | Secondary thermal efficiency (%) | Electrical efficiency (%) | ID | Technology | Type | Year | Min Size (kw) | Max size (kW) | Median size (MW, for plotting) | Primary Fuel | Secondary Fuel | Fixed capex (€) | Marginal capex (€/kWth) | Fixed opex (€/y) | Marginal opex (€/kWth/y) | Primary thermal efficiency (%) | Secondary thermal efficiency (%) | Electrical efficiency (%) | Technology | Fuel | Fuel type | Fuel type | Fuel | ID | Technology | Economic life (years) | ID | Countefactual | Technology | Economic life (years) | ID | Technology | Solar | Year | Temperature (deg C) | Thermal efficiency (%) | Base efficiency (%) | Efficiency at temperature (%) | Technology | Temperature dependent | Peak time size constrained | Night time size constrained | Heat loss rate constrained | Property type constrained | Wet heating system required | Communal distribution system required | Radiator upgrades required | Wet heating system removal required | Boiler decommission required | Storage electrical wiring required | Resistive electrical wiring required | Hot water solution required | Buffer tank required | Non-gas cooker/hob required | Gas network connection required | Hydrogen pipework required | Uncalibrated load factor | Load factor | Minimum size (kW th) | Fuel store | Additional cost | Fixed capex (€) | Marginal capex (€/kWth) | Area dependent capex (€/m2) | Year of cost data | Additional cost | Building ID | Subsector | CF heating system | No HW storage (%) | No gas connection (non-industrial) (%) | Fixed capex (€) | Year of cost data | Max size (kW) | Fixed capex (€) | Marginal capex (€/kWth) | Area dependent capex (€/m2) | Subsector | CF heating system | Industry Load Factor | Specific technology | General technology | Fuel
1 | ASHP | HP | 0 | 4 | 2 | Electricity |  | 7000 | 500 | 225 | 0 | 210% |  |  | 1 | Industrial Bio fuel Boiler | Boiler | 2025 | 0 | 1000 | 0.5 | Bio fuel | 0 |  | 147.6308 |  | 26.2434 | 92% |  |  | Industrial Bio fuel Boiler | Wood pellet | Bio fuel | Bio fuel | Wood pellet | 1 | ASHP | 15 | 1 |  | Industrial Mixed Fuel Kiln + Calciner (high % biomass and waste fuel) | 25 | 1 | ASHP |  | 2025 | 35 | 446% | 210% | 394.1% | ASHP | 1 |  |  | 1 |  | 1 |  | 1 |  | 1 |  |  | 1 | 1 | 1 |  |  | 0.205 | 0.22904 | 3 |  | Resistive electrical wiring |  | 186.3609 | 3.2508 | 2023 | Hot water cylinder | 1 | Commercial | Commercial electric heating | #REF! | #REF! | 1371.5111 | 2025 | 100 | 700.6049 |  |  | Industry | Industrial Bio fuel Boiler | 50% | Industrial Bio waste Cement/Lime Kiln | Cement/Lime Kiln | Bio waste
2 | ASHP | HP | 4 | 10 | 7 | Electricity |  | 9000 | 1000 | 225 | 5 | 210% |  |  | 2 | Industrial Bio fuel Boiler | Boiler | 2025 | 1000 | 3000 | 2 | Bio fuel | 0 |  | 104.4283 |  | 15.0729 | 92% |  |  | Industrial Bio fuel Boiler | Biodiesel | Bio fuel | Bio fuel | Biodiesel | 2 | ASHP + solar PV HW | 15 | 2 |  | Industrial Hydrogen Kiln (Lime only) | 25 | 2 | ASHP |  | 2025 | 40 | 426% | 210% | 378.5% | ASHP + solar PV HW | 1 |  |  | 1 |  | 1 |  | 1 |  | 1 |  |  | 1 | 1 | 1 |  |  | 0.205 | 0.22904 | 3 |  | Storage electrical wiring |  | 245.2117 | 18.6828 | 2023 | Hot water cylinder | 2 | Commercial | Commercial electric heating | #REF! | #REF! | 1371.5111 | 2025 | 1000 | 2802.4198 |  |  | Industry | Industrial Bio fuel Cement/Lime Kiln | 80% | Industrial Bio waste Other Kiln | Other Kiln | Bio waste
3 | ASHP | HP | 10 | 30 | 20 | Electricity |  | 15000 | 200 | 225 | 5 | 210% |  |  | 3 | Industrial Bio fuel Boiler | Boiler | 2025 | 3000 | 10000 | 6.5 | Bio fuel | 0 |  | 77.8 |  | 9.4068 | 92% |  |  | Industrial Bio fuel Boiler | Imported biodiesel | Bio fuel | Bio fuel | Imported biodiesel | 3 | ASHP + solar thermal | 15 | 3 |  | Industrial Hydrogen Kiln | 25 | 3 | ASHP |  | 2025 | 45 | 386% | 210% | 347.3% | ASHP + solar thermal | 1 |  |  | 1 | 1 | 1 |  | 1 |  | 1 |  |  | 1 | 1 | 1 |  |  | 0.205 | 0.22904 | 3 |  | Wet heating system removal | 350 |  | 4 | 2023 | Hot water cylinder | 3 | Commercial | Gas boiler | #REF! | #REF! | 0 |  | >1000 | 7006.0494 |  |  | Industry | Industrial Bio fuel CHP | 60% | Industrial Bio waste Boiler | Boiler | Bio waste
4 | ASHP | HP | 30 | 50 | 40 | Electricity |  | 19000 | 700 | 225 | 5 | 210% |  |  | 4 | Industrial Bio fuel Boiler | Boiler | 2025 | 10000 | 100000000 | 20 | Bio fuel | 0 |  | 58.7594 |  | 6.0006 | 92% |  |  | Industrial Bio fuel Boiler | Pellet imports 1 | Bio fuel | Bio fuel | Pellet imports 1 | 4 | Bioliquid boiler (B100) | 15 | 4 |  | Industrial Electric Kiln | 15 | 4 | ASHP |  | 2025 | 50 | 356% | 210% | 323.9% | Bioliquid boiler (B100) | [5 empty] | 1 | [6 empty] | 1 |  | 1 |  |  | 0.09 | 0.10055 | 3 |  | Wet heating system addition | 2050 |  | 18 | 2023 | Hot water cylinder | 4 | Commercial | Gas boiler | #REF! | #REF! | 0 | [5 empty] | Industry | Industrial Bio fuel Dryer | 30% | Industrial Bio waste Furnace | Furnace | Bio waste
5 | ASHP | HP | 50 | 150 | 100 | Electricity |  | 33000 | 700 | 225 | 5 | 210% |  |  | 5 | Industrial Bio fuel Cement/Lime Kiln | Cement/Lime Kiln | 2025 | 0 | 1000 | 0.5 | Bio fuel | 0 |  | 1402.4171 |  | 28.0483 | 90% |  |  | Industrial Bio fuel Boiler | Pellet imports 2 | Bio fuel | Bio fuel | Pellet imports 2 | 5 | Bioliquid boiler + solar thermal | 15 | 5 |  | Industrial Hydrogen Boiler | 25 | 5 | ASHP |  | 2025 | 55 | 326% | 210% | 300.5% | Bioliquid boiler + solar thermal |  |  |  |  | 1 | 1 | [6 empty] | 1 |  | 1 |  |  | 0.09 | 0.10055 | 3 |  | Hydrogen in-building pipework and hyready boiler switchover |  | 14.0121 |  | 2023 | Hot water cylinder | 5 | Commercial | Gas boiler | #REF! | #REF! | 0 | [5 empty] | Industry | Industrial Bio fuel Furnace | 80% | Industrial Bio waste Dryer | Dryer | Bio waste
6 | ASHP | HP | 150 | 500 | 325 | Electricity |  | 103000 | 600 | 225 | 5 | 210% |  |  | 6 | Industrial Bio fuel Cement/Lime Kiln | Cement/Lime Kiln | 2025 | 1000 | 3000 | 2 | Bio fuel | 0 |  | 805.4771 |  | 16.1095 | 90% |  |  | Industrial Bio fuel Boiler | Pellet imports 3 | Bio fuel | Bio fuel | Pellet imports 3 | 6 | BioLPG boiler | 15 | 6 |  | Industrial Electric Boiler | 25 | 6 | ASHP |  | 2025 | 60 | 296% | 210% | 277.1% | BioLPG boiler | [5 empty] | 1 | [6 empty] | 1 |  | 1 |  |  | 0.09 | 0.10055 | 3 |  | Gas network connection | 289.47 |  |  | 2023 | Hot water cylinder | 6 | Commercial | Oil boiler | #REF! | #REF! | 0 | [5 empty] | Industry | Industrial Bio fuel Other Kiln | 40% | Industrial Bio waste Oven | Oven | Bio waste
7 | ASHP | HP | 500 | 1000 | 750 | Electricity |  | 313000 | 500 | 225 | 5 | 210% |  |  | 7 | Industrial Bio fuel Cement/Lime Kiln | Cement/Lime Kiln | 2025 | 3000 | 10000 | 6.5 | Bio fuel | 0 |  | 502.6895 |  | 10.0538 | 90% |  |  | Industrial Bio fuel Boiler | Sawmill | Bio fuel | Bio fuel | Sawmill | 7 | Biomethane boiler | 15 | 7 |  | Industrial Biomass Boiler | 25 | 7 | ASHP |  | 2025 | 65 | 296% | 210% | 277.1% | Biomethane boiler | [5 empty] | 1 | [6 empty] | 1 |  |  | 1 |  | 0.05 | 0.055863 | 3 |  | Buffer tank | 300 |  |  | 2023 | Hot water cylinder | 7 | Commercial | Oil boiler | #REF! | #REF! | 0 | [5 empty] | Industry | Industrial Bio fuel Oven | 35% | Industrial Bio waste CHP | CHP | Bio waste
8 | ASHP + solar PV HW | HP | 0 | 6 | 3 | Electricity |  | 7675 | 1070 | 275 | 0 | 235% |  |  | 8 | Industrial Bio fuel Cement/Lime Kiln | Cement/Lime Kiln | 2025 | 10000 | 100000000 | 20 | Bio fuel | 0 |  | 320.6662 |  | 6.4133 | 90% |  |  | Industrial Bio fuel Boiler | Wood chip | Bio fuel | Bio fuel | Wood chip | 8 | Communal ASHP | 15 | 8 |  | Industrial Heat Pump - Medium Temperature (Hot Water) | 20 | 8 | ASHP |  | 2025 | 70 | 296% | 210% | 277.1% | Commercial electric heating |  | 1 | [6 empty] | 1 | 1 |  | 1 | 1 |  | 1 |  |  | 0.11 | 0.1229 | 1.5 |  | Radiator upgrades | 800 |  | 13 | 2023 | Hot water cylinder | 8 | Commercial | Oil boiler | #REF! | #REF! | 0 | [5 empty] | Industry | Industrial Bio waste Boiler | 50% | Industrial Non-bio waste Cement/Lime Kiln | Cement/Lime Kiln | Non-bio waste
9 | ASHP + solar PV HW | HP | 6 | 10 | 8 | Electricity |  | 11955 | 1570 | 275 | 5 | 235% |  |  | 9 | Industrial Bio fuel CHP | CHP | 2025 | 0 | 1000 | 0.5 | Bio fuel | 0 |  | 2462.8725 |  | 42.2364 | 50% |  |  | Industrial Bio fuel Cement/Lime Kiln | Wood pellet | Bio fuel | Bio waste | Industrial food | 9 | District heating | 15 | 9 |  | Industrial Heat Pump - High Temperature (Steam) | 20 | 9 | ASHP + solar PV HW | 1 | 2025 | 35 | 446% | 235% | 471% | Communal ASHP | 1 |  |  | 1 | 1 | 1 | 1 | 1 |  | 1 |  |  | 1 | 1 | 1 |  |  | 0.205 | 0.22904 | 3 |  | Fuel store | 5000 |  |  | 2023 | Hot water cylinder | 9 | Commercial | Oil boiler | #REF! | #REF! | 0 | [5 empty] | Industry | Industrial Bio waste Cement/Lime Kiln | 80% | Industrial Non-bio waste Other Kiln | Other Kiln | Non-bio waste
10 | ASHP + solar PV HW | HP | 10 | 20 | 15 | Electricity |  | 21375 | 770 | 275 | 5 | 235% |  |  | 10 | Industrial Bio fuel CHP | CHP | 2025 | 1000 | 3000 | 2 | Bio fuel | 0 |  | 1414.5488 |  | 24.2584 | 50% |  |  | Industrial Bio fuel Cement/Lime Kiln | Biodiesel | Bio fuel | Bio waste | PCRW | 10 | Electric heating | 15 | 10 |  | Industrial Hydrogen CHP | 25 | 10 | ASHP + solar PV HW | 1 | 2025 | 40 | 426% | 235% | 453.4% | District heating | [5 empty] | 1 |  |  |  | 1 |  |  | 1 |  | 1 |  |  | 0.07 | 0.078209 | 3 | [6 empty] | Hot water cylinder | 10 | Commercial | Oil boiler | #REF! | #REF! | 0 | [5 empty] | Industry | Industrial Bio waste CHP | 60% | Industrial Non-bio waste Boiler | Boiler | Non-bio waste
11 | ASHP + solar PV HW | HP | 20 | 50 | 35 | Electricity |  | 36775 | 1050 | 275 | 5 | 235% |  |  | 11 | Industrial Bio fuel CHP | CHP | 2025 | 3000 | 10000 | 6.5 | Bio fuel | 0 |  | 882.8046 |  | 15.1394 | 50% |  |  | Industrial Bio fuel Cement/Lime Kiln | Imported biodiesel | Bio fuel | Bio waste | RVO | 11 | Commercial electric heating | 15 | 11 |  | Industrial Biomass CHP | 25 | 11 | ASHP + solar PV HW | 1 | 2025 | 45 | 386% | 235% | 417.5% | Electric heating |  |  | 1 | [5 empty] | 1 | 1 | 1 |  | 1 |  | 1 |  |  | 0.16 | 0.17876 | 1 | [6 empty] | Hot water cylinder | 11 | Commercial | Oil boiler | #REF! | #REF! | 0 | [5 empty] | Industry | Industrial Bio waste Dryer | 30% | Industrial Non-bio waste Furnace | Furnace | Non-bio waste
12 | ASHP + solar PV HW | HP | 50 | 150 | 100 | Electricity |  | 57775 | 1050 | 275 | 5 | 235% |  |  | 12 | Industrial Bio fuel CHP | CHP | 2025 | 10000 | 100000000 | 20 | Bio fuel | 0 |  | 563.142 |  | 9.6575 | 50% |  |  | Industrial Bio fuel Cement/Lime Kiln | Pellet imports 1 | Bio fuel | Bio waste | Sawmill | 12 | Electric resistive | 15 | 12 |  | Industrial Electric Boiler + Grid Connection | 15 | 12 | ASHP + solar PV HW | 1 | 2025 | 50 | 356% | 235% | 389.8% | Electric resistive |  | 1 | [6 empty] | 1 | 1 |  | 1 | 1 |  | 1 |  |  | 0.11 | 0.1229 | 1.5 | [6 empty] | Hot water cylinder | 12 | Commercial | Commercial electric heating | #REF! | #REF! | 1371.5111 | 2025 |  |  |  |  | Industry | Industrial Bio waste Furnace | 80% | Industrial Non-bio waste Dryer | Dryer | Non-bio waste
13 | ASHP + solar PV HW | HP | 150 | 500 | 325 | Electricity |  | 162775 | 950 | 275 | 5 | 235% |  |  | 13 | Industrial Bio fuel Dryer | Dryer | 2025 | 0 | 1000 | 0.5 | Bio fuel | 0 |  | 191.2663 |  | 26.4551 | 92% |  |  | Industrial Bio fuel Cement/Lime Kiln | Pellet imports 2 | Bio fuel | Bio waste | Tallow | 13 | Electric resistive + HW HP | 15 | 13 |  | Industrial Hydrogen Oven | 25 | 13 | ASHP + solar PV HW | 1 | 2025 | 55 | 326% | 235% | 361.4% | Electric resistive + HW HP |  | 1 |  |  |  | 1 |  |  |  | 1 |  | 1 | 1 | 1 | 1 |  |  | 0.1271 | 0.142 | 1.5 | [6 empty] | Hot water cylinder | 13 | Commercial | Commercial electric heating | #REF! | #REF! | 1371.5111 | 2025 |  |  |  |  | Industry | Industrial Bio waste Other Kiln | 40% | Industrial Non-bio waste Oven | Oven | Non-bio waste
14 | ASHP + solar PV HW | HP | 500 | 1000 | 750 | Electricity |  | 500775 | 850 | 275 | 5 | 235% |  |  | 14 | Industrial Bio fuel Dryer | Dryer | 2025 | 1000 | 3000 | 2 | Bio fuel | 0 |  | 109.843 |  | 15.1945 | 92% |  |  | Industrial Bio fuel Cement/Lime Kiln | Pellet imports 3 | Bio fuel | Biomass | Wood pellet | 14 | Electric storage | 15 | 14 |  | Industrial Electric Oven | 15 | 14 | ASHP + solar PV HW | 1 | 2025 | 60 | 296% | 235% | 332.3% | Electric storage |  |  | 1 | [5 empty] | 1 | 1 | 1 |  | 1 |  | 1 |  |  | 0.16 | 0.17876 | 1 | [6 empty] | Hot water cylinder | 14 | Commercial | Commercial electric heating | #REF! | #REF! | 1371.5111 | 2025 |  |  |  |  | Industry | Industrial Bio waste Oven | 35% | Industrial Non-bio waste CHP | CHP | Non-bio waste
15 | ASHP + solar thermal | HP | 0 | 4 | 2 | Electricity |  | 10450 | 650 | 275 | 0 | 235% |  |  | 15 | Industrial Bio fuel Dryer | Dryer | 2025 | 3000 | 10000 | 6.5 | Bio fuel | 0 |  | 68.5462 |  | 9.4827 | 92% |  |  | Industrial Bio fuel Cement/Lime Kiln | Sawmill | Bio fuel | Biomass | Wood chip | 15 | Gas boiler | 15 | 15 |  | Industrial Hydrogen Furnace | 25 | 15 | ASHP + solar PV HW | 1 | 2025 | 65 | 296% | 235% | 332.3% | Gas boiler | [5 empty] | 1 | [9 empty] | 1 |  | 0.05 | 0.055863 | 3 | [6 empty] | Hot water cylinder | 15 | Commercial | Commercial electric heating | #REF! | #REF! | 1371.5111 | 2025 |  |  |  |  | Industry | Industrial Gas Boiler | 50% | Industrial Bio fuel Cement/Lime Kiln | Cement/Lime Kiln | Bio fuel
16 | ASHP + solar thermal | HP | 4 | 10 | 7 | Electricity |  | 13050 | 1150 | 275 | 10 | 235% |  |  | 16 | Industrial Bio fuel Dryer | Dryer | 2025 | 10000 | 100000000 | 20 | Bio fuel | 0 |  | 43.7223 |  | 6.049 | 92% |  |  | Industrial Bio fuel Cement/Lime Kiln | Wood chip | Bio fuel | Biomass | Sawmill | 16 | GSHP | 20 | 16 |  | Industrial Electric Furnace | 8 | 16 | ASHP + solar PV HW | 1 | 2025 | 70 | 296% | 235% | 332.3% | GSHP | 1 |  |  | 1 |  | 1 |  | 1 |  | 1 |  |  | 1 | 1 | 1 |  |  | 0.205 | 0.22904 | 3 | [6 empty] | Hot water cylinder | 16 | Commercial | Commercial electric heating | #REF! | #REF! | 1371.5111 | 2025 |  |  |  |  | Industry | Industrial Gas Cement/Lime Kiln | 80% | Industrial Bio fuel Other Kiln | Other Kiln | Bio fuel
17 | ASHP + solar thermal | HP | 10 | 30 | 20 | Electricity |  | 19950 | 350 | 275 | 10 | 235% |  |  | 17 | Industrial Bio fuel Furnace | Furnace | 2025 | 0 | 1000 | 0.5 | Bio fuel | 0 |  | 461.4242 |  | 26.4551 | 85% |  |  | Industrial Bio fuel CHP | Wood pellet | Bio fuel | Biomass | Pellet imports 1 | 17 | High T ASHP | 15 | 17 |  | Industrial Hydrogen Dryer | 25 | 17 | ASHP + solar thermal | 1 | 2025 | 35 | 446% | 235% | 471% | High T ASHP | [5 empty] | 1 |  |  |  | 1 |  |  | 1 | 1 | 1 |  |  | 0.205 | 0.22904 | 3 | [6 empty] | Hot water cylinder | 17 | Commercial | Gas boiler | #REF! | #REF! | 0 | [5 empty] | Industry | Industrial Gas CHP | 60% | Industrial Bio fuel Boiler | Boiler | Bio fuel
18 | ASHP + solar thermal | HP | 30 | 50 | 40 | Electricity |  | 26950 | 850 | 275 | 10 | 235% |  |  | 18 | Industrial Bio fuel Furnace | Furnace | 2025 | 1000 | 3000 | 2 | Bio fuel | 0 |  | 265.0186 |  | 15.1945 | 85% |  |  | Industrial Bio fuel CHP | Biodiesel | Bio fuel | Biomass | Pellet imports 2 | 18 | High T GSHP | 20 | 18 |  | Industrial Electric Dryer | 15 | 18 | ASHP + solar thermal | 1 | 2025 | 40 | 426% | 235% | 453.4% | High T GSHP | [5 empty] | 1 |  |  |  | 1 |  |  | 1 | 1 | 1 |  |  | 0.205 | 0.22904 | 3 | [6 empty] | Hot water cylinder | 18 | Commercial | Gas boiler | #REF! | #REF! | 0 | [5 empty] | Industry | Industrial Gas Dryer | 30% | Industrial Bio fuel Furnace | Furnace | Bio fuel
19 | ASHP + solar thermal | HP | 50 | 150 | 100 | Electricity |  | 43950 | 850 | 275 | 10 | 235% |  |  | 19 | Industrial Bio fuel Furnace | Furnace | 2025 | 3000 | 10000 | 6.5 | Bio fuel | 0 |  | 165.3952 |  | 9.4827 | 85% |  |  | Industrial Bio fuel CHP | Imported biodiesel | Bio fuel | Biomass | Pellet imports 3 | 19 | Hybrid (ASHP + bioliquid boiler) - HW storage | 15 | 19 |  | Industrial Biomethane Other Kiln | 25 | 19 | ASHP + solar thermal | 1 | 2025 | 45 | 386% | 235% | 417.5% | Hybrid (ASHP + bioliquid boiler) - HW storage | [5 empty] | 1 | [6 empty] | 1 | 1 | 1 |  |  | 0.3125 | 0.34915 | 3 | [6 empty] | Hot water cylinder | 19 | Commercial | Gas boiler | #REF! | #REF! | 0 | [5 empty] | Industry | Industrial Gas Furnace | 80% | Industrial Bio fuel Dryer | Dryer | Bio fuel
20 | ASHP + solar thermal | HP | 150 | 500 | 325 | Electricity |  | 128950 | 750 | 275 | 10 | 235% |  |  | 20 | Industrial Bio fuel Furnace | Furnace | 2025 | 10000 | 100000000 | 20 | Bio fuel | 0 |  | 105.5058 |  | 6.049 | 85% |  |  | Industrial Bio fuel CHP | Pellet imports 1 | Bio fuel | Biomethane | Biomethane 1 | 20 | Hybrid (ASHP + gas boiler) - HW storage | 15 | 20 |  | Industrial Biomethane Boiler | 25 | 20 | ASHP + solar thermal | 1 | 2025 | 50 | 356% | 235% | 389.8% | Hybrid (ASHP + gas boiler) - HW storage | [5 empty] | 1 | [6 empty] | 1 | 1 |  | 1 |  | 0.3125 | 0.34915 | 3 | [6 empty] | Hot water cylinder | 20 | Commercial | Gas boiler | #REF! | #REF! | 0 | [5 empty] | Industry | Industrial Gas Other Kiln | 40% | Industrial Bio fuel Oven | Oven | Bio fuel
21 | ASHP + solar thermal | HP | 500 | 1000 | 750 | Electricity |  | 391450 | 650 | 275 | 10 | 235% |  |  | 21 | Industrial Bio fuel Other Kiln | Other Kiln | 2025 | 0 | 1000 | 0.5 | Bio fuel | 0 |  | 2525.5288 |  | 50.5106 | 85% |  |  | Industrial Bio fuel CHP | Pellet imports 2 | Bio fuel | Biomethane | Biomethane 2 | 21 | Hybrid (ASHP + hydrogen boiler) - HW storage | 15 | 21 |  | Industrial Biomethane CHP | 25 | 21 | ASHP + solar thermal | 1 | 2025 | 55 | 326% | 235% | 361.4% | Hybrid (ASHP + hydrogen boiler) - HW storage | [5 empty] | 1 | [6 empty] | 1 | 1 |  | 1 | 1 | 0.3125 | 0.34915 | 3 | [6 empty] | Hot water cylinder | 21 | Commercial | Oil boiler | #REF! | #REF! | 0 | [5 empty] | Industry | Industrial Gas Oven | 35% | Industrial Bio fuel CHP | CHP | Bio fuel
22 | Bioliquid boiler (B100) | Boiler | 0 | 30 | 15 | B100 |  | 4000 | 30 | 240 | 0 | 84% |  |  | 22 | Industrial Bio fuel Other Kiln | Other Kiln | 2025 | 1000 | 3000 | 2 | Bio fuel | 0 |  | 1450.5354 |  | 29.0107 | 85% |  |  | Industrial Bio fuel CHP | Pellet imports 3 | Bio fuel | Biomethane | Biomethane 3 | 22 | Hydrogen boiler | 15 | 22 |  | Industrial Biomethane Oven | 25 | 22 | ASHP + solar thermal | 1 | 2025 | 60 | 296% | 235% | 332.3% | Hydrogen boiler | [5 empty] | 1 | [6 empty] | 1 |  |  | 1 | 1 | 0.05 | 0.055863 | 3 | [6 empty] | Hot water cylinder | 22 | Commercial | Oil boiler | #REF! | #REF! | 0 | [5 empty] | Industry | Industrial Non-bio waste Boiler | 50% | Industrial Solid Fuels Cement/Lime Kiln | Cement/Lime Kiln | Solid Fuels
23 | Bioliquid boiler (B100) | Boiler | 30 | 150 | 90 | B100 |  | 4900 | 175 | 300 | 0 | 84% |  |  | 23 | Industrial Bio fuel Other Kiln | Other Kiln | 2025 | 3000 | 10000 | 6.5 | Bio fuel | 0 |  | 905.2634 |  | 18.1053 | 85% |  |  | Industrial Bio fuel CHP | Sawmill | Bio fuel | Biomethane | Biomethane 4 | 23 | Hydrogen boiler + solar thermal | 15 | 23 |  | Industrial Biomethane Furnace | 25 | 23 | ASHP + solar thermal | 1 | 2025 | 65 | 296% | 235% | 332.3% | Hydrogen boiler + solar thermal |  |  |  |  | 1 | 1 | [6 empty] | 1 |  |  | 1 | 1 | 0.05 | 0.055863 | 3 | [6 empty] | Hot water cylinder | 23 | Commercial | Commercial electric heating | #REF! | #REF! | 1371.5111 | 2025 |  |  |  |  | Industry | Industrial Non-bio waste Cement/Lime Kiln | 80% | Industrial Solid Fuels Other Kiln | Other Kiln | Solid Fuels
24 | Bioliquid boiler (B100) | Boiler | 150 | 1000 | 575 | B100 |  | 25900 | 28 | 300 | 4 | 84% |  |  | 24 | Industrial Bio fuel Other Kiln | Other Kiln | 2025 | 10000 | 100000000 | 20 | Bio fuel | 0 |  | 577.4685 |  | 11.5494 | 85% |  |  | Industrial Bio fuel CHP | Wood chip | Bio fuel | Biomethane | Biomethane 5 | 24 | Oil boiler | 15 | 24 |  | Industrial Biomethane Dryer | 25 | 24 | ASHP + solar thermal | 1 | 2025 | 70 | 296% | 235% | 332.3% | Industrial Bio fuel Boiler | [18 empty] | 0.5 | [7 empty] | Hot water cylinder | 24 | Commercial | Commercial electric heating | #REF! | #REF! | 1371.5111 | 2025 |  |  |  |  | Industry | Industrial Non-bio waste CHP | 60% | Industrial Solid Fuels Boiler | Boiler | Solid Fuels
25 | Bioliquid boiler + solar thermal | Boiler | 0 | 30 | 15 | B100 |  | 7450 | 190 | 240 | 0 | 94.17% |  |  | 25 | Industrial Bio fuel Oven | Oven | 2025 | 0 | 1000 | 0.5 | Bio fuel | 0 |  | 87.8429 |  | 26.4551 | 92% |  |  | Industrial Bio fuel Dryer | Wood pellet | Bio fuel | Biomethane | Biomethane 6 | 25 | Solar thermal | 25 | 25 | 1 | Industrial Bio waste Cement/Lime Kiln | 25 | 25 | Communal ASHP |  | 2025 | 35 | 600% | 330% | 540.6% | Industrial Bio fuel Cement/Lime Kiln | [18 empty] | 0.8 | [7 empty] | Hot water cylinder | 25 | Commercial | Commercial electric heating | #REF! | #REF! | 1371.5111 | 2025 |  |  |  |  | Industry | Industrial Non-bio waste Dryer | 30% | Industrial Solid Fuels Furnace | Furnace | Solid Fuels
26 | Bioliquid boiler + solar thermal | Boiler | 30 | 50 | 40 | B100 |  | 13150 | 250 | 300 | 0 | 94.17% |  |  | 26 | Industrial Bio fuel Oven | Oven | 2025 | 1000 | 3000 | 2 | Bio fuel | 0 |  | 62.1366 |  | 15.1945 | 92% |  |  | Industrial Bio fuel Dryer | Biodiesel | Bio fuel | Biomethane | Biomethane 7 | 26 | Solid biomass boiler | 15 | 26 | 1 | Industrial Bio waste Other Kiln | 25 | 26 | Communal ASHP |  | 2025 | 40 | 540% | 330% | 493.8% | Industrial Bio fuel CHP | [18 empty] | 0.6 | [7 empty] | Hot water cylinder | 26 | Commercial | Commercial electric heating | #REF! | #REF! | 1371.5111 | 2025 |  |  |  |  | Industry | Industrial Non-bio waste Furnace | 80% | Industrial Solid Fuels Dryer | Dryer | Solid Fuels
27 | Bioliquid boiler + solar thermal | Boiler | 50 | 150 | 100 | B100 |  | 18150 | 230 | 300 | 4 | 94.17% |  |  | 27 | Industrial Bio fuel Oven | Oven | 2025 | 3000 | 10000 | 6.5 | Bio fuel | 0 |  | 46.2924 |  | 9.4827 | 92% |  |  | Industrial Bio fuel Dryer | Imported biodiesel | Bio fuel | Biomethane | Biomethane 8 | 27 | Solid boiler | 15 | 27 | 1 | Industrial Bio waste Boiler | 25 | 27 | Communal ASHP |  | 2025 | 45 | 471.4% | 330% | 440.3% | Industrial Bio fuel Dryer | [18 empty] | 0.3 | [7 empty] | Hot water cylinder | 27 | Commercial | Commercial electric heating | #REF! | #REF! | 1371.5111 | 2025 |  |  |  |  | Industry | Industrial Non-bio waste Other Kiln | 40% | Industrial Solid Fuels Oven | Oven | Solid Fuels
28 | Bioliquid boiler + solar thermal | Boiler | 150 | 500 | 325 | B100 |  | 41150 | 200 | 300 | 4 | 94.17% |  |  | 28 | Industrial Bio fuel Oven | Oven | 2025 | 10000 | 100000000 | 20 | Bio fuel | 0 |  | 34.9628 |  | 6.049 | 92% |  |  | Industrial Bio fuel Dryer | Pellet imports 1 | Bio fuel | Biomethane | Biomethane 9 |  |  |  | 28 | 1 | Industrial Bio waste Furnace | 25 | 28 | Communal ASHP |  | 2025 | 50 | 420% | 330% | 400.2% | Industrial Bio fuel Furnace | [18 empty] | 0.8 | [7 empty] | Hot water cylinder | 28 | Commercial | Commercial electric heating | #REF! | #REF! | 1371.5111 | 2025 |  |  |  |  | Industry | Industrial Non-bio waste Oven | 35% | Industrial Solid Fuels CHP | CHP | Solid Fuels
29 | Bioliquid boiler + solar thermal | Boiler | 500 | 1000 | 750 | B100 |  | 111150 | 190 | 300 | 4 | 94.17% |  |  | 29 | Industrial Bio waste Boiler | Boiler | 2025 | 0 | 1000 | 0.5 | Bio waste | 0 |  | 2484.1834 |  | 26.2434 | 92% |  |  | Industrial Bio fuel Dryer | Pellet imports 2 | Bio fuel | Biomethane | Biomethane 10 |  |  |  | 29 | 1 | Industrial Bio waste Dryer | 25 | 29 | Communal ASHP |  | 2025 | 55 | 373.3% | 330% | 363.8% | Industrial Bio fuel Other Kiln | [18 empty] | 0.4 | [7 empty] | Hot water cylinder | 29 | Commercial | Commercial electric heating | #REF! | #REF! | 1371.5111 | 2025 |  |  |  |  | Industry | Industrial Oil Boiler | 50% | Industrial Oil Cement/Lime Kiln | Cement/Lime Kiln | Oil
30 | BioLPG boiler | Boiler | 0 | 30 | 15 | BioLPG |  | 3500 | 45 | 200 | 0 | 84% |  |  | 30 | Industrial Bio waste Boiler | Boiler | 2025 | 1000 | 3000 | 2 | Bio waste | 0 |  | 1426.7887 |  | 15.0729 | 92% |  |  | Industrial Bio fuel Dryer | Pellet imports 3 | Bio fuel | Biomethane | Biomethane 11 |  |  |  | 30 | 1 | Industrial Bio waste Oven | 25 | 30 | Communal ASHP |  | 2025 | 60 | 330% | 330% | 330% | Industrial Bio fuel Oven | [18 empty] | 0.35 | [7 empty] | Hot water cylinder | 30 | Commercial | Commercial electric heating | #REF! | #REF! | 1371.5111 | 2025 |  |  |  |  | Industry | Industrial Oil Cement/Lime Kiln | 80% | Industrial Oil Other Kiln | Other Kiln | Oil
31 | BioLPG boiler | Boiler | 30 | 150 | 90 | BioLPG |  | 4850 | 40 | 250 | 0 | 84% |  |  | 31 | Industrial Bio waste Boiler | Boiler | 2025 | 3000 | 10000 | 6.5 | Bio waste | 0 |  | 890.4434 |  | 9.4068 | 92% |  |  | Industrial Bio fuel Dryer | Sawmill | Bio fuel | Biomethane | Biomethane 12 |  |  |  | 31 | 1 | Industrial Bio waste CHP | 25 | 31 | Communal ASHP |  | 2025 | 65 | 292.8% | 330% | 301% | Industrial Bio waste Boiler | [18 empty] | 0.5 | [7 empty] | Hot water cylinder | 31 | Commercial | Commercial electric heating | #REF! | #REF! | 1371.5111 | 2025 |  |  |  |  | Industry | Industrial Oil CHP | 60% | Industrial Oil Boiler | Boiler | Oil
32 | BioLPG boiler | Boiler | 150 | 1000 | 575 | BioLPG |  | 10850 | 35 | 300 | 0 | 84% |  |  | 32 | Industrial Bio waste Boiler | Boiler | 2025 | 10000 | 100000000 | 20 | Bio waste | 0 |  | 568.0148 |  | 6.0006 | 92% |  |  | Industrial Bio fuel Dryer | Wood chip | Bio fuel | Biomethane | Biomethane 13 |  |  |  | 32 | 1 | Industrial Non-bio waste Cement/Lime Kiln | 25 | 32 | Communal ASHP |  | 2025 | 70 | 257.5% | 330% | 273.4% | Industrial Bio waste Cement/Lime Kiln | [18 empty] | 0.8 | [7 empty] | Hot water cylinder | 32 | Commercial | Commercial electric heating | #REF! | #REF! | 1371.5111 | 2025 |  |  |  |  | Industry | Industrial Oil Dryer | 30% | Industrial Oil Furnace | Furnace | Oil
33 | Biomethane boiler | Boiler | 0 | 30 | 15 | Biomethane |  | 3350 | 80 | 140 | 0 | 87% |  |  | 33 | Industrial Bio waste Cement/Lime Kiln | Cement/Lime Kiln | 2025 | 0 | 1000 | 0.5 | Bio waste | 0 |  | 1402.4171 |  | 28.0483 | 90% |  |  | Industrial Bio fuel Furnace | Wood pellet | Bio fuel | Biomethane | Biomethane 14 |  |  |  | 33 | 1 | Industrial Non-bio waste Other Kiln | 25 | 41 | GSHP |  | 2025 | 35 | 475% | 245% | 424.4% | Industrial Bio waste CHP | [18 empty] | 0.6 | [7 empty] | Hot water cylinder | 33 | Commercial | Commercial electric heating | #REF! | #REF! | 1371.5111 | 2025 |  |  |  |  | Industry | Industrial Oil Furnace | 80% | Industrial Oil Dryer | Dryer | Oil
34 | Biomethane boiler | Boiler | 30 | 150 | 90 | Biomethane |  | 5750 | 100 | 200 | 0 | 87% |  |  | 34 | Industrial Bio waste Cement/Lime Kiln | Cement/Lime Kiln | 2025 | 1000 | 3000 | 2 | Bio waste | 0 |  | 805.4771 |  | 16.1095 | 90% |  |  | Industrial Bio fuel Furnace | Biodiesel | Bio fuel | Biomethane | Biomethane 15 |  |  |  | 34 | 1 | Industrial Non-bio waste Boiler | 25 | 42 | GSHP |  | 2025 | 40 | 450% | 245% | 404.9% | Industrial Bio waste Dryer | [18 empty] | 0.3 | [7 empty] | Hot water cylinder | 34 | Commercial | Gas boiler | #REF! | #REF! | 0 | [5 empty] | Industry | Industrial Oil Other Kiln | 40% | Industrial Oil Oven | Oven | Oil
35 | Biomethane boiler | Boiler | 150 | 1000 | 575 | Biomethane |  | 17250 | 50 | 200 | 4 | 87% |  |  | 35 | Industrial Bio waste Cement/Lime Kiln | Cement/Lime Kiln | 2025 | 3000 | 10000 | 6.5 | Bio waste | 0 |  | 502.6895 |  | 10.0538 | 90% |  |  | Industrial Bio fuel Furnace | Imported biodiesel | Bio fuel | Biomethane | Biomethane 16 |  |  |  | 35 | 1 | Industrial Non-bio waste Furnace | 25 | 43 | GSHP |  | 2025 | 45 | 425% | 245% | 385.4% | Industrial Bio waste Furnace | [18 empty] | 0.8 | [7 empty] | Hot water cylinder | 35 | Commercial | Gas boiler | #REF! | #REF! | 0 | [5 empty] | Industry | Industrial Oil Oven | 35% | Industrial Oil CHP | CHP | Oil
36 | Commercial Electric Heating | Electric heating | 0 | 7 | 3.5 | Electricity |  | 1500 | 80 | 90 | 1 | 100% |  |  | 36 | Industrial Bio waste Cement/Lime Kiln | Cement/Lime Kiln | 2025 | 10000 | 100000000 | 20 | Bio waste | 0 |  | 320.6662 |  | 6.4133 | 90% |  |  | Industrial Bio fuel Furnace | Pellet imports 1 | Bio fuel | Biomethane | Biomethane 17 |  |  |  | 36 | 1 | Industrial Non-bio waste Dryer | 25 | 44 | GSHP |  | 2025 | 50 | 400% | 245% | 365.9% | Industrial Bio waste Other Kiln | [18 empty] | 0.4 | [7 empty] | Hot water cylinder | 36 | Commercial | Oil boiler | #REF! | #REF! | 0 | [5 empty] | Industry | Industrial Solid Fuels Boiler | 50% | Industrial Gas Cement/Lime Kiln | Cement/Lime Kiln | Gas
37 | Commercial Electric Heating | Electric heating | 7 | 20 | 13.5 | Electricity |  | 2060 | 80 | 90 | 1 | 100% |  |  | 37 | Industrial Bio waste CHP | CHP | 2025 | 0 | 1000 | 0.5 | Bio waste | 0 |  | 3283.8299 |  | 42.2364 | 50% |  |  | Industrial Bio fuel Furnace | Pellet imports 2 | Bio fuel | Electricity | Electricity |  |  |  | 37 | 1 | Industrial Non-bio waste Oven | 25 | 45 | GSHP |  | 2025 | 55 | 380% | 245% | 350.3% | Industrial Bio waste Oven | [18 empty] | 0.35 | [7 empty] | Hot water cylinder | 37 | Commercial | Oil boiler | #REF! | #REF! | 0 | [5 empty] | Industry | Industrial Solid Fuels Cement/Lime Kiln | 80% | Industrial Gas Other Kiln | Other Kiln | Gas
38 | Commercial Electric Heating | Electric heating | 20 | 50 | 35 | Electricity |  | 3100 | 80 | 90 | 1 | 100% |  |  | 38 | Industrial Bio waste CHP | CHP | 2025 | 1000 | 3000 | 2 | Bio waste | 0 |  | 1886.065 |  | 24.2584 | 50% |  |  | Industrial Bio fuel Furnace | Pellet imports 3 | Bio fuel | Gas | Gas |  |  |  | 38 | 1 | Industrial Non-bio waste CHP | 25 | 46 | GSHP |  | 2025 | 60 | 355% | 245% | 330.8% | Industrial Biomass Boiler | [18 empty] | 0.5 | [7 empty] | Hot water cylinder | 38 | Commercial | Oil boiler | #REF! | #REF! | 0 | [5 empty] | Industry | Industrial Solid Fuels CHP | 60% | Industrial Gas Boiler | Boiler | Gas
39 | Commercial Electric Heating | Electric heating | 50 | 150 | 100 | Electricity |  | 5500 | 80 | 90 | 1 | 100% |  |  | 39 | Industrial Bio waste CHP | CHP | 2025 | 3000 | 10000 | 6.5 | Bio waste | 0 |  | 1177.0728 |  | 15.1394 | 50% |  |  | Industrial Bio fuel Furnace | Sawmill | Bio fuel | Hydrogen | Hydrogen |  |  |  | 39 | 1 | Industrial Bio fuel Cement/Lime Kiln | 25 | 47 | GSHP |  | 2025 | 65 | 325% | 245% | 307.4% | Industrial Biomass CHP | [18 empty] | 0.6 | [7 empty] | Hot water cylinder | 39 | Commercial | Oil boiler | #REF! | #REF! | 0 | [5 empty] | Industry | Industrial Solid Fuels Dryer | 30% | Industrial Gas Furnace | Furnace | Gas
40 | Commercial Electric Heating | Electric heating | 150 | 500 | 325 | Electricity |  | 13500 | 80 | 90 | 1 | 100% |  |  | 40 | Industrial Bio waste CHP | CHP | 2025 | 10000 | 100000000 | 20 | Bio waste | 0 |  | 750.856 |  | 9.6575 | 50% |  |  | Industrial Bio fuel Furnace | Wood chip | Bio fuel | Mixed Fuel | Mixed Fuel |  |  |  | 40 | 1 | Industrial Bio fuel Other Kiln | 25 | 48 | GSHP |  | 2025 | 70 | 295% | 245% | 284% | Industrial Biomethane Boiler | [18 empty] | 0.5 | [7 empty] | Hot water cylinder | 40 | Commercial | Commercial electric heating | #REF! | #REF! | 1371.5111 | 2025 |  |  |  |  | Industry | Industrial Solid Fuels Furnace | 80% | Industrial Gas Dryer | Dryer | Gas
41 | Commercial Electric Heating | Electric heating | 500 | 1000 | 750 | Electricity |  | 41500 | 80 | 90 | 1 | 100% |  |  | 41 | Industrial Bio waste Dryer | Dryer | 2025 | 0 | 1000 | 0.5 | Bio waste | 0 |  | 1991.9647 |  | 26.4551 | 92% |  |  | Industrial Bio fuel Other Kiln | Wood pellet | Bio fuel | Non-bio waste | Non-bio waste |  |  |  | 41 | 1 | Industrial Bio fuel Boiler | 25 | [8 empty] | Industrial Biomethane CHP | [18 empty] | 0.6 | [7 empty] | Hot water cylinder | 41 | Commercial | Commercial electric heating | #REF! | #REF! | 1371.5111 | 2025 |  |  |  |  | Industry | Industrial Solid Fuels Other Kiln | 40% | Industrial Gas Oven | Oven | Gas
42 | Communal ASHP | HP | 0 | 3 | 1.5 | Electricity |  | 0 | 788 | 140 | 0 | 330% |  |  | 42 | Industrial Bio waste Dryer | Dryer | 2025 | 1000 | 3000 | 2 | Bio waste | 0 |  | 1143.9728 |  | 15.1945 | 92% |  |  | Industrial Bio fuel Other Kiln | Biodiesel | Bio fuel | Oil | Oil |  |  |  | 42 | 1 | Industrial Bio fuel Furnace | 25 | [8 empty] | Industrial Biomethane Dryer | [18 empty] | 0.3 | [7 empty] | Hot water cylinder | 42 | Commercial | Commercial electric heating | #REF! | #REF! | 1371.5111 | 2025 |  |  |  |  | Industry | Industrial Solid Fuels Oven | 35% | Industrial Gas CHP | CHP | Gas
43 | Communal ASHP | HP | 3 | 5 | 4 | Electricity |  | 0 | 788 | 140 | 0 | 330% |  |  | 43 | Industrial Bio waste Dryer | Dryer | 2025 | 3000 | 10000 | 6.5 | Bio waste | 0 |  | 713.8824 |  | 9.4827 | 92% |  |  | Industrial Bio fuel Other Kiln | Imported biodiesel | Bio fuel | Solid Fuels | Solid Fuels |  |  |  | 43 | 1 | Industrial Bio fuel Dryer | 25 | [8 empty] | Industrial Biomethane Furnace | [18 empty] | 0.8 | [7 empty] | Hot water cylinder | 43 | Commercial | Commercial electric heating | #REF! | #REF! | 1371.5111 | 2025
44 | Communal ASHP | HP | 5 | 10 | 7.5 | Electricity |  | 0 | 788 | 140 | 0 | 330% |  |  | 44 | Industrial Bio waste Dryer | Dryer | 2025 | 10000 | 100000000 | 20 | Bio waste | 0 |  | 455.3507 |  | 6.049 | 92% |  |  | Industrial Bio fuel Other Kiln | Pellet imports 1 | Bio fuel | Coal | Coal |  |  |  | 44 | 1 | Industrial Bio fuel Oven | 25 | [8 empty] | Industrial Biomethane Other Kiln | [18 empty] | 0.4 | [7 empty] | Hot water cylinder | 44 | Commercial | Commercial electric heating | #REF! | #REF! | 1371.5111 | 2025
45 | Communal ASHP | HP | 10 | 1000 | 505 | Electricity |  | 0 | 788 | 140 | 0 | 330% |  |  | 45 | Industrial Bio waste Furnace | Furnace | 2025 | 0 | 1000 | 0.5 | Bio waste | 0 |  | 1322.7544 |  | 26.4551 | 85% |  |  | Industrial Bio fuel Other Kiln | Pellet imports 2 | Bio fuel | [5 empty] | 45 | 1 | Industrial Bio fuel CHP | 25 | [8 empty] | Industrial Biomethane Oven | [18 empty] | 0.35 | [7 empty] | Hot water cylinder | 45 | Commercial | Commercial electric heating | #REF! | #REF! | 1371.5111 | 2025
46 | Electric resistive | Electric heating | 0 | 7 | 3.5 | Electricity |  | 1500 | 80 | 90 | 1 | 100% |  |  | 46 | Industrial Bio waste Furnace | Furnace | 2025 | 1000 | 3000 | 2 | Bio waste | 0 |  | 759.7229 |  | 15.1945 | 85% |  |  | Industrial Bio fuel Other Kiln | Pellet imports 3 | Bio fuel | [5 empty] | 46 | 1 | Industrial Solid Fuels Cement/Lime Kiln | 25 | [8 empty] | Industrial Electric Boiler | [18 empty] | 0.5 | [7 empty] | Hot water cylinder | 46 | Commercial | Commercial electric heating | #REF! | #REF! | 1371.5111 | 2025
47 | Electric resistive | Electric heating | 7 | 20 | 13.5 | Electricity |  | 2060 | 80 | 90 | 1 | 100% |  |  | 47 | Industrial Bio waste Furnace | Furnace | 2025 | 3000 | 10000 | 6.5 | Bio waste | 0 |  | 474.1348 |  | 9.4827 | 85% |  |  | Industrial Bio fuel Other Kiln | Sawmill | Bio fuel | [5 empty] | 47 | 1 | Industrial Solid Fuels Other Kiln | 25 | [8 empty] | Industrial Electric Boiler + Grid Connection | [18 empty] | 0.6 | [7 empty] | Hot water cylinder | 47 | Commercial | Commercial electric heating | #REF! | #REF! | 1371.5111 | 2025
48 | Electric resistive | Electric heating | 20 | 50 | 35 | Electricity |  | 3100 | 80 | 90 | 1 | 100% |  |  | 48 | Industrial Bio waste Furnace | Furnace | 2025 | 10000 | 100000000 | 20 | Bio waste | 0 |  | 302.4511 |  | 6.049 | 85% |  |  | Industrial Bio fuel Other Kiln | Wood chip | Bio fuel | [5 empty] | 48 | 1 | Industrial Solid Fuels Boiler | 25 | [8 empty] | Industrial Electric Dryer | [18 empty] | 0.3 | [7 empty] | Hot water cylinder | 48 | Commercial | Commercial electric heating | #REF! | #REF! | 1371.5111 | 2025
49 | Electric resistive | Electric heating | 50 | 150 | 100 | Electricity |  | 5500 | 80 | 90 | 1 | 100% |  |  | 49 | Industrial Bio waste Other Kiln | Other Kiln | 2025 | 0 | 1000 | 0.5 | Bio waste | 0 |  | 2525.5288 |  | 50.5106 | 85% |  |  | Industrial Bio fuel Oven | Wood pellet | Bio fuel | [5 empty] | 49 | 1 | Industrial Solid Fuels Furnace | 25 | [8 empty] | Industrial Electric Furnace | [18 empty] | 0.8 | [7 empty] | Hot water cylinder | 49 | Commercial | Commercial electric heating | #REF! | #REF! | 1371.5111 | 2025
50 | Electric resistive | Electric heating | 150 | 500 | 325 | Electricity |  | 13500 | 80 | 90 | 1 | 100% |  |  | 50 | Industrial Bio waste Other Kiln | Other Kiln | 2025 | 1000 | 3000 | 2 | Bio waste | 0 |  | 1450.5354 |  | 29.0107 | 85% |  |  | Industrial Bio fuel Oven | Biodiesel | Bio fuel | [5 empty] | 50 | 1 | Industrial Solid Fuels Dryer | 25 | [8 empty] | Industrial Electric Kiln | [18 empty] | 0.4 | [7 empty] | Hot water cylinder | 50 | Commercial | Commercial electric heating | #REF! | #REF! | 1371.5111 | 2025
51 | Electric resistive | Electric heating | 500 | 1000 | 750 | Electricity |  | 41500 | 80 | 90 | 1 | 100% |  |  | 51 | Industrial Bio waste Other Kiln | Other Kiln | 2025 | 3000 | 10000 | 6.5 | Bio waste | 0 |  | 905.2634 |  | 18.1053 | 85% |  |  | Industrial Bio fuel Oven | Imported biodiesel | Bio fuel | [5 empty] | 51 | 1 | Industrial Solid Fuels Oven | 25 | [8 empty] | Industrial Electric Oven | [18 empty] | 0.35 | [7 empty] | Hot water cylinder | 51 | Commercial | Commercial electric heating | #REF! | #REF! | 1371.5111 | 2025
52 | Electric resistive + HW HP | Electric heating | 0 | 7 | 3.5 | Electricity |  | 6635 | 216.85 | 225 | 0 | 119.8% |  |  | 52 | Industrial Bio waste Other Kiln | Other Kiln | 2025 | 10000 | 100000000 | 20 | Bio waste | 0 |  | 577.4685 |  | 11.5494 | 85% |  |  | Industrial Bio fuel Oven | Pellet imports 1 | Bio fuel | [5 empty] | 52 | 1 | Industrial Solid Fuels CHP | 25 | [8 empty] | Industrial Gas Boiler | [18 empty] | 0.5 | [7 empty] | Hot water cylinder | 52 | Commercial | Gas boiler | #REF! | #REF! | 0
53 | Electric resistive + HW HP | Electric heating | 7 | 30 | 18.5 | Electricity |  | 8152.85 | 216.85 | 225 | 5 | 119.8% |  |  | 53 | Industrial Bio waste Oven | Oven | 2025 | 0 | 1000 | 0.5 | Bio waste | 0 |  | 1322.7544 |  | 26.4551 | 92% |  |  | Industrial Bio fuel Oven | Pellet imports 2 | Bio fuel | [5 empty] | 53 | 1 | Industrial Oil Cement/Lime Kiln | 25 | [8 empty] | Industrial Gas Cement/Lime Kiln | [18 empty] | 0.8 | [7 empty] | Hot water cylinder | 53 | Commercial | Gas boiler | #REF! | #REF! | 0
54 | Electric resistive + HW HP | Electric heating | 30 | 50 | 40 | Electricity |  | 13140.3 | 216.85 | 225 | 5 | 119.8% |  |  | 54 | Industrial Bio waste Oven | Oven | 2025 | 1000 | 3000 | 2 | Bio waste | 0 |  | 759.7229 |  | 15.1945 | 92% |  |  | Industrial Bio fuel Oven | Pellet imports 3 | Bio fuel | [5 empty] | 54 | 1 | Industrial Oil Other Kiln | 25 | [8 empty] | Industrial Gas CHP | [18 empty] | 0.6 | [7 empty] | Hot water cylinder | 54 | Commercial | Gas boiler | #REF! | #REF! | 0
55 | Electric resistive + HW HP | Electric heating | 50 | 150 | 100 | Electricity |  | 17477.2 | 216.85 | 225 | 5 | 119.8% |  |  | 55 | Industrial Bio waste Oven | Oven | 2025 | 3000 | 10000 | 6.5 | Bio waste | 0 |  | 474.1348 |  | 9.4827 | 92% |  |  | Industrial Bio fuel Oven | Sawmill | Bio fuel | [5 empty] | 55 | 1 | Industrial Oil Boiler | 25 | [8 empty] | Industrial Gas Dryer | [18 empty] | 0.3 | [7 empty] | Hot water cylinder | 55 | Commercial | Gas boiler | #REF! | #REF! | 0
56 | Electric resistive + HW HP | Electric heating | 150 | 1000 | 575 | Electricity |  | 39161.8 | 216.85 | 225 | 5 | 119.8% |  |  | 56 | Industrial Bio waste Oven | Oven | 2025 | 10000 | 100000000 | 20 | Bio waste | 0 |  | 302.4511 |  | 6.049 | 92% |  |  | Industrial Bio fuel Oven | Wood chip | Bio fuel | [5 empty] | 56 | 1 | Industrial Oil Furnace | 25 | [8 empty] | Industrial Gas Furnace | [18 empty] | 0.8 | [7 empty] | Hot water cylinder | 56 | Commercial | Gas boiler | #REF! | #REF! | 0
57 | Electric storage | Electric heating | 0 | 7 | 3.5 | Electricity |  | 2100 | 120 | 90 | 1 | 100% |  |  | 57 | Industrial Biomass Boiler | Boiler | 2025 | 0 | 1000 | 0.5 | Biomass | 0 |  | 2484.1834 |  | 49.6837 | 85% |  |  | Industrial Bio waste Boiler | Industrial food | Bio waste | [5 empty] | 57 | 1 | Industrial Oil Dryer | 25 | [8 empty] | Industrial Gas Other Kiln | [18 empty] | 0.4 | [7 empty] | Hot water cylinder | 57 | Commercial | Gas boiler | #REF! | #REF! | 0
58 | Electric storage | Electric heating | 7 | 20 | 13.5 | Electricity |  | 2940 | 120 | 90 | 1 | 100% |  |  | 58 | Industrial Biomass Boiler | Boiler | 2025 | 1000 | 3000 | 2 | Biomass | 0 |  | 1426.7887 |  | 28.5358 | 85% |  |  | Industrial Bio waste Boiler | PCRW | Bio waste | [5 empty] | 58 | 1 | Industrial Oil Oven | 25 | [8 empty] | Industrial Gas Oven | [18 empty] | 0.35 | [7 empty] | Hot water cylinder | 58 | Commercial | Gas boiler | #REF! | #REF! | 0
59 | Electric storage | Electric heating | 20 | 50 | 35 | Electricity |  | 4500 | 120 | 90 | 1 | 100% |  |  | 59 | Industrial Biomass Boiler | Boiler | 2025 | 3000 | 10000 | 6.5 | Biomass | 0 |  | 890.4434 |  | 17.8089 | 85% |  |  | Industrial Bio waste Boiler | RVO | Bio waste | [5 empty] | 59 | 1 | Industrial Oil CHP | 25 | [8 empty] | Industrial Heat Pump - High Temperature (Steam) | [18 empty] | 0.5 | [7 empty] | Hot water cylinder | 59 | Commercial | Oil boiler | #REF! | #REF! | 0
60 | Electric storage | Electric heating | 50 | 150 | 100 | Electricity |  | 8100 | 120 | 90 | 1 | 100% |  |  | 60 | Industrial Biomass Boiler | Boiler | 2025 | 10000 | 100000000 | 20 | Biomass | 0 |  | 568.0148 |  | 11.3603 | 85% |  |  | Industrial Bio waste Boiler | Sawmill | Bio waste | [5 empty] | 60 | 1 | Industrial Gas Cement/Lime Kiln | 25 | [8 empty] | Industrial Heat Pump - Medium Temperature (Hot Water) | [18 empty] | 0.5 | [7 empty] | Hot water cylinder | 60 | Commercial | Oil boiler | #REF! | #REF! | 0
61 | Electric storage | Electric heating | 150 | 500 | 325 | Electricity |  | 20100 | 120 | 90 | 1 | 100% |  |  | 61 | Industrial Biomass CHP | CHP | 2025 | 0 | 1000 | 0.5 | Biomass | 0 |  | 3283.8299 |  | 65.6766 | 50% |  |  | Industrial Bio waste Boiler | Tallow | Bio waste | [5 empty] | 61 | 1 | Industrial Gas Other Kiln | 25 | [8 empty] | Industrial Hydrogen Boiler | [18 empty] | 0.5 | [7 empty] | Hot water cylinder | 61 | Commercial | Oil boiler | #REF! | #REF! | 0
62 | Electric storage | Electric heating | 500 | 1000 | 750 | Electricity |  | 62100 | 120 | 90 | 1 | 100% |  |  | 62 | Industrial Biomass CHP | CHP | 2025 | 1000 | 3000 | 2 | Biomass | 0 |  | 1886.065 |  | 37.7213 | 50% |  |  | Industrial Bio waste Cement/Lime Kiln | Industrial food | Bio waste | [5 empty] | 62 | 1 | Industrial Gas Boiler | 25 | [8 empty] | Industrial Hydrogen CHP | [18 empty] | 0.6 | [7 empty] | Hot water cylinder | 62 | Commercial | Oil boiler | #REF! | #REF! | 0
63 | Gas boiler | Boiler | 0 | 30 | 15 | Gas |  | 3350 | 80 | 137 | 0 | 87% |  |  | 63 | Industrial Biomass CHP | CHP | 2025 | 3000 | 10000 | 6.5 | Biomass | 0 |  | 1177.0728 |  | 23.5415 | 50% |  |  | Industrial Bio waste Cement/Lime Kiln | PCRW | Bio waste | [5 empty] | 63 | 1 | Industrial Gas Furnace | 25 | [8 empty] | Industrial Hydrogen Dryer | [18 empty] | 0.3 | [7 empty] | Hot water cylinder | 63 | Commercial | Oil boiler | #REF! | #REF! | 0
64 | Gas boiler | Boiler | 30 | 50 | 40 | Gas |  | 5750 | 100 | 200 | 0 | 87% |  |  | 64 | Industrial Biomass CHP | CHP | 2025 | 10000 | 100000000 | 20 | Biomass | 0 |  | 750.856 |  | 15.0171 | 50% |  |  | Industrial Bio waste Cement/Lime Kiln | RVO | Bio waste | [5 empty] | 64 | 1 | Industrial Gas Dryer | 25 | [8 empty] | Industrial Hydrogen Furnace | [18 empty] | 0.8 | [7 empty] | Hot water cylinder | 64 | Commercial | Oil boiler | #REF! | #REF! | 0
65 | Gas boiler | Boiler | 50 | 150 | 100 | Gas |  | 7750 | 100 | 200 | 4 | 87% |  |  | 65 | Industrial Biomethane Boiler | Boiler | 2025 | 0 | 1000 | 0.5 | Biomethane | 0 |  | 140.6008 |  | 26.2434 | 92% |  |  | Industrial Bio waste Cement/Lime Kiln | Sawmill | Bio waste | [5 empty] | 65 | 1 | Industrial Gas Oven | 25 | [8 empty] | Industrial Hydrogen Kiln | [18 empty] | 0.4 | [7 empty] | Hot water cylinder | 65 | Commercial | Oil boiler | #REF! | #REF! | 0
66 | Gas boiler | Boiler | 150 | 500 | 325 | Gas |  | 17250 | 50 | 200 | 4 | 87% |  |  | 66 | Industrial Biomethane Boiler | Boiler | 2025 | 1000 | 3000 | 2 | Biomethane | 0 |  | 99.4555 |  | 15.0729 | 92% |  |  | Industrial Bio waste Cement/Lime Kiln | Tallow | Bio waste | [5 empty] | 66 | 1 | Industrial Gas CHP | 25 | [8 empty] | Industrial Hydrogen Kiln (Lime only) | [18 empty] | 0.8 | [7 empty] | Hot water cylinder | 66 | Commercial | Commercial electric heating | #REF! | #REF! | 1371.5111 | 2025
67 | Gas boiler | Boiler | 500 | 1000 | 750 | Gas |  | 34750 | 40 | 200 | 4 | 87% |  |  | 67 | Industrial Biomethane Boiler | Boiler | 2025 | 3000 | 10000 | 6.5 | Biomethane | 0 |  | 74.0953 |  | 9.4068 | 92% |  |  | Industrial Bio waste CHP | Industrial food | Bio waste | [17 empty] | Industrial Hydrogen Oven | [18 empty] | 0.35 | [7 empty] | Hot water cylinder | 67 | Commercial | Commercial electric heating | #REF! | #REF! | 1371.5111 | 2025
68 | GSHP | HP | 0 | 7 | 3.5 | Electricity |  | 10000 | 1500 | 200 | 5 | 245% |  |  | 68 | Industrial Biomethane Boiler | Boiler | 2025 | 10000 | 100000000 | 20 | Biomethane | 0 |  | 55.9613 |  | 6.0006 | 92% |  |  | Industrial Bio waste CHP | PCRW | Bio waste | [17 empty] | Industrial Mixed Fuel Kiln + Calciner (high % biomass and waste fuel) | [18 empty] | 0.8 | [7 empty] | Hot water cylinder | 68 | Commercial | Commercial electric heating | #REF! | #REF! | 1371.5111 | 2025
69 | GSHP | HP | 7 | 20 | 13.5 | Electricity |  | 20500 | 1200 | 200 | 5 | 245% |  |  | 69 | Industrial Biomethane Boiler + Grid connection | Boiler | 2025 | 0 | 1000 | 0.5 | Biomethane | Electricity |  | 140.6008 |  | 26.2434 | 92% | 330% |  | Industrial Bio waste CHP | RVO | Bio waste | [17 empty] | Industrial Non-bio waste Boiler | [18 empty] | 0.5 | [7 empty] | Hot water cylinder | 69 | Commercial | Commercial electric heating | #REF! | #REF! | 1371.5111 | 2025
70 | GSHP | HP | 20 | 50 | 35 | Electricity |  | 36100 | 1000 | 200 | 5 | 245% |  |  | 70 | Industrial Biomethane Boiler + Grid connection | Boiler | 2025 | 1000 | 3000 | 2 | Biomethane | Electricity |  | 99.4555 |  | 15.0729 | 92% | 330% |  | Industrial Bio waste CHP | Sawmill | Bio waste | [17 empty] | Industrial Non-bio waste Cement/Lime Kiln | [18 empty] | 0.8 | [7 empty] | Hot water cylinder | 70 | Commercial | Commercial electric heating | #REF! | #REF! | 1371.5111 | 2025
71 | GSHP | HP | 50 | 150 | 100 | Electricity |  | 66100 | 800 | 200 | 5 | 245% |  |  | 71 | Industrial Biomethane Boiler + Grid connection | Boiler | 2025 | 3000 | 10000 | 6.5 | Biomethane | Electricity |  | 74.0953 |  | 9.4068 | 92% | 330% |  | Industrial Bio waste CHP | Tallow | Bio waste | [17 empty] | Industrial Non-bio waste CHP | [18 empty] | 0.6 | [7 empty] | Hot water cylinder | 71 | Commercial | Commercial electric heating | #REF! | #REF! | 1371.5111 | 2025
72 | GSHP | HP | 150 | 500 | 325 | Electricity |  | 146100 | 750 | 200 | 5 | 245% |  |  | 72 | Industrial Biomethane Boiler + Grid connection | Boiler | 2025 | 10000 | 100000000 | 20 | Biomethane | Electricity |  | 55.9613 |  | 6.0006 | 92% | 330% |  | Industrial Bio waste Dryer | Industrial food | Bio waste | [17 empty] | Industrial Non-bio waste Dryer | [18 empty] | 0.3 | [7 empty] | Hot water cylinder | 72 | Commercial | Commercial electric heating | #REF! | #REF! | 1371.5111 | 2025
73 | GSHP | HP | 500 | 1000 | 750 | Electricity |  | 408600 | 700 | 200 | 5 | 245% |  |  | 73 | Industrial Biomethane CHP | CHP | 2025 | 0 | 1000 | 0.5 | Biomethane | 0 |  | 2462.8725 |  | 42.2364 | 50% |  |  | Industrial Bio waste Dryer | PCRW | Bio waste | [17 empty] | Industrial Non-bio waste Furnace | [18 empty] | 0.8 | [7 empty] | Hot water cylinder | 73 | Commercial | Commercial electric heating | #REF! | #REF! | 1371.5111 | 2025
74 | High T ASHP | HP | 0 | 6 | 3 | Electricity |  | 8800 | 400 | 225 | 0 | 289% |  |  | 74 | Industrial Biomethane CHP | CHP | 2025 | 1000 | 3000 | 2 | Biomethane | 0 |  | 1414.5488 |  | 24.2584 | 50% |  |  | Industrial Bio waste Dryer | RVO | Bio waste | [17 empty] | Industrial Non-bio waste Other Kiln | [18 empty] | 0.4 | [7 empty] | Hot water cylinder | 74 | Commercial | Commercial electric heating | #REF! | #REF! | 1371.5111 | 2025
75 | High T ASHP | HP | 6 | 10 | 8 | Electricity |  | 11200 | 1200 | 225 | 5 | 289% |  |  | 75 | Industrial Biomethane CHP | CHP | 2025 | 3000 | 10000 | 6.5 | Biomethane | 0 |  | 882.8046 |  | 15.1394 | 50% |  |  | Industrial Bio waste Dryer | Sawmill | Bio waste | [17 empty] | Industrial Non-bio waste Oven | [18 empty] | 0.35 | [7 empty] | Hot water cylinder | 75 | Commercial | Commercial electric heating | #REF! | #REF! | 1371.5111 | 2025
76 | High T ASHP | HP | 10 | 20 | 15 | Electricity |  | 16000 | 300 | 225 | 5 | 289% |  |  | 76 | Industrial Biomethane CHP | CHP | 2025 | 10000 | 100000000 | 20 | Biomethane | 0 |  | 563.142 |  | 9.6575 | 50% |  |  | Industrial Bio waste Dryer | Tallow | Bio waste | [17 empty] | Industrial Oil Boiler | [18 empty] | 0.5 | [7 empty] | Hot water cylinder | 76 | Commercial | Gas boiler | #REF! | #REF! | 0
77 | High T ASHP | HP | 20 | 50 | 35 | Electricity |  | 19000 | 775 | 225 | 5 | 289% |  |  | 77 | Industrial Biomethane Dryer | Dryer | 2025 | 0 | 1000 | 0.5 | Biomethane | 0 |  | 191.2663 |  | 26.4551 | 92% |  |  | Industrial Bio waste Furnace | Industrial food | Bio waste | [17 empty] | Industrial Oil Cement/Lime Kiln | [18 empty] | 0.8 | [7 empty] | Hot water cylinder | 77 | Commercial | Gas boiler | #REF! | #REF! | 0
78 | High T ASHP | HP | 50 | 150 | 100 | Electricity |  | 42250 | 775 | 225 | 5 | 289% |  |  | 78 | Industrial Biomethane Dryer | Dryer | 2025 | 1000 | 3000 | 2 | Biomethane | 0 |  | 109.843 |  | 15.1945 | 92% |  |  | Industrial Bio waste Furnace | PCRW | Bio waste | [17 empty] | Industrial Oil CHP | [18 empty] | 0.6 | [7 empty] | Hot water cylinder | 78 | Commercial | Gas boiler | #REF! | #REF! | 0
79 | High T ASHP | HP | 150 | 500 | 325 | Electricity |  | 119750 | 500 | 225 | 5 | 289% |  |  | 79 | Industrial Biomethane Dryer | Dryer | 2025 | 3000 | 10000 | 6.5 | Biomethane | 0 |  | 68.5462 |  | 9.4827 | 92% |  |  | Industrial Bio waste Furnace | RVO | Bio waste | [17 empty] | Industrial Oil Dryer | [18 empty] | 0.3 | [7 empty] | Hot water cylinder | 79 | Commercial | Gas boiler | #REF! | #REF! | 0
80 | High T ASHP | HP | 500 | 1000 | 750 | Electricity |  | 294750 | 250 | 225 | 5 | 289% |  |  | 80 | Industrial Biomethane Dryer | Dryer | 2025 | 10000 | 100000000 | 20 | Biomethane | 0 |  | 43.7223 |  | 6.049 | 92% |  |  | Industrial Bio waste Furnace | Sawmill | Bio waste | [17 empty] | Industrial Oil Furnace | [18 empty] | 0.8 | [7 empty] | Hot water cylinder | 80 | Commercial | Oil boiler | #REF! | #REF! | 0
81 | High T GSHP | HP | 0 | 7 | 3.5 | Electricity |  | 11000 | 1375 | 200 | 5 | 331% |  |  | 81 | Industrial Biomethane Dryer + Grid connection | Dryer | 2025 | 0 | 1000 | 0.5 | Biomethane | Electricity |  | 191.2663 |  | 26.4551 | 92% | 330% |  | Industrial Bio waste Furnace | Tallow | Bio waste | [17 empty] | Industrial Oil Other Kiln | [18 empty] | 0.4 | [7 empty] | Hot water cylinder | 81 | Commercial | Oil boiler | #REF! | #REF! | 0
82 | High T GSHP | HP | 7 | 20 | 13.5 | Electricity |  | 20625 | 1200 | 200 | 5 | 331% |  |  | 82 | Industrial Biomethane Dryer + Grid connection | Dryer | 2025 | 1000 | 3000 | 2 | Biomethane | Electricity |  | 109.843 |  | 15.1945 | 92% | 330% |  | Industrial Bio waste Other Kiln | Industrial food | Bio waste | [17 empty] | Industrial Oil Oven | [18 empty] | 0.35 | [7 empty] | Hot water cylinder | 82 | Commercial | Oil boiler | #REF! | #REF! | 0
83 | High T GSHP | HP | 20 | 50 | 35 | Electricity |  | 36225 | 1000 | 200 | 5 | 331% |  |  | 83 | Industrial Biomethane Dryer + Grid connection | Dryer | 2025 | 3000 | 10000 | 6.5 | Biomethane | Electricity |  | 68.5462 |  | 9.4827 | 92% | 330% |  | Industrial Bio waste Other Kiln | PCRW | Bio waste | [17 empty] | Industrial Solid Fuels Boiler | [18 empty] | 0.5 | [7 empty] | Hot water cylinder | 83 | Commercial | Oil boiler | #REF! | #REF! | 0
84 | High T GSHP | HP | 50 | 150 | 100 | Electricity |  | 66225 | 800 | 200 | 5 | 331% |  |  | 84 | Industrial Biomethane Dryer + Grid connection | Dryer | 2025 | 10000 | 100000000 | 20 | Biomethane | Electricity |  | 43.7223 |  | 6.049 | 92% | 330% |  | Industrial Bio waste Other Kiln | RVO | Bio waste | [17 empty] | Industrial Solid Fuels Cement/Lime Kiln | [18 empty] | 0.8 | [7 empty] | Hot water cylinder | 84 | Commercial | Commercial electric heating | #REF! | #REF! | 1371.5111 | 2025
85 | High T GSHP | HP | 150 | 500 | 325 | Electricity |  | 146225 | 750 | 200 | 5 | 331% |  |  | 85 | Industrial Biomethane Furnace | Furnace | 2025 | 0 | 1000 | 0.5 | Biomethane | 0 |  | 461.4242 |  | 26.4551 | 85% |  |  | Industrial Bio waste Other Kiln | Sawmill | Bio waste | [17 empty] | Industrial Solid Fuels CHP | [18 empty] | 0.6 | [7 empty] | Hot water cylinder | 85 | Commercial | Commercial electric heating | #REF! | #REF! | 1371.5111 | 2025
86 | High T GSHP | HP | 500 | 1000 | 750 | Electricity |  | 408725 | 700 | 200 | 5 | 331% |  |  | 86 | Industrial Biomethane Furnace | Furnace | 2025 | 1000 | 3000 | 2 | Biomethane | 0 |  | 265.0186 |  | 15.1945 | 85% |  |  | Industrial Bio waste Other Kiln | Tallow | Bio waste | [17 empty] | Industrial Solid Fuels Dryer | [18 empty] | 0.3 | [7 empty] | Hot water cylinder | 86 | Commercial | Commercial electric heating | #REF! | #REF! | 1371.5111 | 2025
87 | Hybrid (ASHP + bioliquid boiler) - HW storage | HP | 0 | 7 | 3.5 | Electricity | B100 | 7000 | 1000 | 250 | 5 | 472.5% | 420% |  | 87 | Industrial Biomethane Furnace | Furnace | 2025 | 3000 | 10000 | 6.5 | Biomethane | 0 |  | 165.3952 |  | 9.4827 | 85% |  |  | Industrial Bio waste Oven | Industrial food | Bio waste | [17 empty] | Industrial Solid Fuels Furnace | [18 empty] | 0.8 | [7 empty] | Hot water cylinder | 87 | Commercial | Commercial electric heating | #REF! | #REF! | 1371.5111 | 2025
88 | Hybrid (ASHP + bioliquid boiler) - HW storage | HP | 7 | 20 | 13.5 | Electricity | B100 | 14000 | 600 | 300 | 4 | 472.5% | 420% |  | 88 | Industrial Biomethane Furnace | Furnace | 2025 | 10000 | 100000000 | 20 | Biomethane | 0 |  | 105.5058 |  | 6.049 | 85% |  |  | Industrial Bio waste Oven | PCRW | Bio waste | [17 empty] | Industrial Solid Fuels Other Kiln | [18 empty] | 0.4 | [7 empty] | Hot water cylinder | 88 | Commercial | Commercial electric heating | #REF! | #REF! | 1371.5111 | 2025
89 | Hybrid (ASHP + bioliquid boiler) - HW storage | HP | 20 | 50 | 35 | Electricity | B100 | 21800 | 600 | 300 | 4 | 472.5% | 420% |  | 89 | Industrial Biomethane Other Kiln | Other Kiln | 2025 | 0 | 1000 | 0.5 | Biomethane | 0 |  | 2525.5288 |  | 50.5106 | 85% |  |  | Industrial Bio waste Oven | RVO | Bio waste | [17 empty] | Industrial Solid Fuels Oven | [18 empty] | 0.35 | [7 empty] | Hot water cylinder | 89 | Commercial | Commercial electric heating | #REF! | #REF! | 1371.5111 | 2025
90 | Hybrid (ASHP + bioliquid boiler) - HW storage | HP | 50 | 150 | 100 | Electricity | B100 | 39800 | 500 | 300 | 3 | 472.5% | 420% |  | 90 | Industrial Biomethane Other Kiln | Other Kiln | 2025 | 1000 | 3000 | 2 | Biomethane | 0 |  | 1450.5354 |  | 29.0107 | 85% |  |  | Industrial Bio waste Oven | Sawmill | Bio waste | [17 empty] | Oil boiler | [5 empty] | 1 | [8 empty] | 1 |  |  | 0.09 | 0.10055 | 3 | [6 empty] | Hot water cylinder | 90 | Commercial | Commercial electric heating | #REF! | #REF! | 1371.5111 | 2025
91 | Hybrid (ASHP + bioliquid boiler) - HW storage | HP | 150 | 500 | 325 | Electricity | B100 | 89800 | 400 | 300 | 3 | 472.5% | 420% |  | 91 | Industrial Biomethane Other Kiln | Other Kiln | 2025 | 3000 | 10000 | 6.5 | Biomethane | 0 |  | 905.2634 |  | 18.1053 | 85% |  |  | Industrial Bio waste Oven | Tallow | Bio waste | [17 empty] | Solid biomass boiler | [5 empty] | 1 | [6 empty] | 1 |  | 1 |  |  | 0.205 | 0.22904 | 3 | 1 | [5 empty] | Hot water cylinder | 91 | Commercial | Commercial electric heating | #REF! | #REF! | 1371.5111 | 2025
92 | Hybrid (ASHP + bioliquid boiler) - HW storage | HP | 500 | 1000 | 750 | Electricity | B100 | 229800 | 300 | 300 | 3 | 472.5% | 420% |  | 92 | Industrial Biomethane Other Kiln | Other Kiln | 2025 | 10000 | 100000000 | 20 | Biomethane | 0 |  | 577.4685 |  | 11.5494 | 85% |  |  | Industrial Biomass Boiler | Wood pellet | Biomass | [17 empty] | Solid boiler | [5 empty] | 1 | [6 empty] | 1 |  | 1 |  |  | 0.16 | 0.17876 | 3 | [6 empty] | Hot water cylinder | 92 | Commercial | Commercial electric heating | #REF! | #REF! | 1371.5111 | 2025
93 | Hybrid (ASHP + gas boiler) - HW storage | HP | 0 | 7 | 3.5 | Electricity | Gas | 6500 | 1000 | 200 | 5 | 472.5% | 435% |  | 93 | Industrial Biomethane Oven | Oven | 2025 | 0 | 1000 | 0.5 | Biomethane | 0 |  | 87.8429 |  | 26.4551 | 92% |  |  | Industrial Biomass Boiler | Wood chip | Biomass | [44 empty] | Hot water cylinder | 93 | Commercial | Commercial electric heating | #REF! | #REF! | 1371.5111 | 2025
94 | Hybrid (ASHP + gas boiler) - HW storage | HP | 7 | 20 | 13.5 | Electricity | Gas | 13500 | 600 | 250 | 4 | 472.5% | 435% |  | 94 | Industrial Biomethane Oven | Oven | 2025 | 1000 | 3000 | 2 | Biomethane | 0 |  | 62.1366 |  | 15.1945 | 92% |  |  | Industrial Biomass Boiler | Sawmill | Biomass | [44 empty] | Hot water cylinder | 94 | Commercial | Gas boiler | #REF! | #REF! | 0
95 | Hybrid (ASHP + gas boiler) - HW storage | HP | 20 | 50 | 35 | Electricity | Gas | 21300 | 600 | 250 | 4 | 472.5% | 435% |  | 95 | Industrial Biomethane Oven | Oven | 2025 | 3000 | 10000 | 6.5 | Biomethane | 0 |  | 46.2924 |  | 9.4827 | 92% |  |  | Industrial Biomass Boiler | Pellet imports 1 | Biomass | [44 empty] | Hot water cylinder | 95 | Commercial | Gas boiler | #REF! | #REF! | 0
96 | Hybrid (ASHP + gas boiler) - HW storage | HP | 50 | 150 | 100 | Electricity | Gas | 39500 | 500 | 250 | 3 | 472.5% | 435% |  | 96 | Industrial Biomethane Oven | Oven | 2025 | 10000 | 100000000 | 20 | Biomethane | 0 |  | 34.9628 |  | 6.049 | 92% |  |  | Industrial Biomass Boiler | Pellet imports 2 | Biomass | [44 empty] | Hot water cylinder | 96 | Commercial | Gas boiler | #REF! | #REF! | 0
97 | Hybrid (ASHP + gas boiler) - HW storage | HP | 150 | 500 | 325 | Electricity | Gas | 89300 | 400 | 250 | 3 | 472.5% | 435% |  | 97 | Industrial Electric Boiler | Boiler | 2025 | 0 | 1000 | 0.5 | Electricity | 0 |  | 316.4512 |  | 6.329 | 99% |  |  | Industrial Biomass Boiler | Pellet imports 3 | Biomass | [44 empty] | Hot water cylinder | 97 | Commercial | Gas boiler | #REF! | #REF! | 0
98 | Hybrid (ASHP + gas boiler) - HW storage | HP | 500 | 1000 | 750 | Electricity | Gas | 229300 | 300 | 250 | 3 | 472.5% | 435% |  | 98 | Industrial Electric Boiler | Boiler | 2025 | 1000 | 3000 | 2 | Electricity | 0 |  | 223.8452 |  | 4.4769 | 99% |  |  | Industrial Biomass CHP | Wood pellet | Biomass | [44 empty] | Hot water cylinder | 98 | Commercial | Oil boiler | #REF! | #REF! | 0
99 | Hybrid (ASHP + hydrogen boiler) - HW storage | HP | 0 | 7 | 3.5 | Electricity | Hydrogen | 7150 | 1100 | 200 | 5 | 472.5% | 400% |  | 99 | Industrial Electric Boiler | Boiler | 2025 | 3000 | 10000 | 6.5 | Electricity | 0 |  | 166.7667 |  | 3.3353 | 99% |  |  | Industrial Biomass CHP | Wood chip | Biomass | [44 empty] | Hot water cylinder | 99 | Commercial | Oil boiler | #REF! | #REF! | 0
100 | Hybrid (ASHP + hydrogen boiler) - HW storage | HP | 7 | 20 | 13.5 | Electricity | Hydrogen | 14850 | 660 | 250 | 4 | 472.5% | 400% |  | 100 | Industrial Electric Boiler | Boiler | 2025 | 10000 | 100000000 | 20 | Electricity | 0 |  | 125.9525 |  | 2.519 | 99% |  |  | Industrial Biomass CHP | Sawmill | Biomass | [44 empty] | Hot water cylinder | 100 | Commercial | Oil boiler | #REF! | #REF! | 0
101 | Hybrid (ASHP + hydrogen boiler) - HW storage | HP | 20 | 50 | 35 | Electricity | Hydrogen | 23430 | 660 | 250 | 4 | 472.5% | 400% |  | 101 | Industrial Electric Boiler + Grid Connection | Boiler | 2025 | 0 | 1000 | 0.5 | Electricity | 0 |  | 741.3447 |  | 14.8269 | 66.66% |  |  | Industrial Biomass CHP | Pellet imports 1 | Biomass | [44 empty] | Hot water cylinder | 101 | Commercial | Oil boiler | #REF! | #REF! | 0
102 | Hybrid (ASHP + hydrogen boiler) - HW storage | HP | 50 | 150 | 100 | Electricity | Hydrogen | 43230 | 550 | 250 | 3 | 472.5% | 400% |  | 102 | Industrial Electric Boiler + Grid Connection | Boiler | 2025 | 1000 | 3000 | 2 | Electricity | 0 |  | 425.7496 |  | 8.515 | 66.66% |  |  | Industrial Biomass CHP | Pellet imports 2 | Biomass | [44 empty] | Hot water cylinder | 102 | Commercial | Oil boiler | #REF! | #REF! | 0
103 | Hybrid (ASHP + hydrogen boiler) - HW storage | HP | 150 | 500 | 325 | Electricity | Hydrogen | 98230 | 440 | 250 | 3 | 472.5% | 400% |  | 103 | Industrial Electric Boiler + Grid Connection | Boiler | 2025 | 3000 | 10000 | 6.5 | Electricity | 0 |  | 265.6839 |  | 5.3137 | 66.66% |  |  | Industrial Biomass CHP | Pellet imports 3 | Biomass | [44 empty] | Hot water cylinder | 103 | Commercial | Oil boiler | #REF! | #REF! | 0
104 | Hybrid (ASHP + hydrogen boiler) - HW storage | HP | 500 | 1000 | 750 | Electricity | Hydrogen | 252230 | 330 | 250 | 3 | 472.5% | 400% |  | 104 | Industrial Electric Boiler + Grid Connection | Boiler | 2025 | 10000 | 100000000 | 20 | Electricity | 0 |  | 169.4668 |  | 3.3893 | 66.66% |  |  | Industrial Biomethane Boiler | Biomethane 1 | Biomethane | [44 empty] | Hot water cylinder | 104 | Commercial | Commercial electric heating | #REF! | #REF! | 1371.5111 | 2025
105 | Hydrogen boiler | Boiler | 0 | 30 | 15 | Hydrogen |  | 3850 | 88 | 150.7 | 0 | 80% |  |  | 105 | Industrial Electric Dryer | Dryer | 2025 | 0 | 1000 | 0.5 | Electricity | 0 |  | 344.2793 |  | 6.8856 | 99.5% |  |  | Industrial Biomethane Boiler | Biomethane 2 | Biomethane | [44 empty] | Hot water cylinder | 105 | Commercial | Commercial electric heating | #REF! | #REF! | 1371.5111 | 2025
106 | Hydrogen boiler | Boiler | 30 | 50 | 40 | Hydrogen |  | 6490 | 110 | 220 | 0 | 80% |  |  | 106 | Industrial Electric Dryer | Dryer | 2025 | 1000 | 3000 | 2 | Electricity | 0 |  | 197.7174 |  | 3.9543 | 99.5% |  |  | Industrial Biomethane Boiler | Biomethane 3 | Biomethane | [44 empty] | Hot water cylinder | 106 | Commercial | Commercial electric heating | #REF! | #REF! | 1371.5111 | 2025
107 | Hydrogen boiler | Boiler | 50 | 150 | 100 | Hydrogen |  | 8690 | 110 | 220 | 4.4 | 80% |  |  | 107 | Industrial Electric Dryer | Dryer | 2025 | 3000 | 10000 | 6.5 | Electricity | 0 |  | 123.3832 |  | 2.4677 | 99.5% |  |  | Industrial Biomethane Boiler | Biomethane 4 | Biomethane | [44 empty] | Hot water cylinder | 107 | Commercial | Commercial electric heating | #REF! | #REF! | 1371.5111 | 2025
108 | Hydrogen boiler | Boiler | 150 | 500 | 325 | Hydrogen |  | 19690 | 55 | 220 | 4.4 | 80% |  |  | 108 | Industrial Electric Dryer | Dryer | 2025 | 10000 | 100000000 | 20 | Electricity | 0 |  | 78.7001 |  | 1.574 | 99.5% |  |  | Industrial Biomethane Boiler | Biomethane 5 | Biomethane | [44 empty] | Hot water cylinder | 108 | Commercial | Gas boiler | #REF! | #REF! | 0
109 | Hydrogen boiler | Boiler | 500 | 1000 | 750 | Hydrogen |  | 38940 | 44 | 220 | 4.4 | 80% |  |  | 109 | Industrial Electric Furnace | Furnace | 2025 | 0 | 1000 | 0.5 | Electricity | 0 |  | 1307.3684 |  | 26.1474 | 95% |  |  | Industrial Biomethane Boiler | Biomethane 6 | Biomethane | [44 empty] | Hot water cylinder | 109 | Commercial | Gas boiler | #REF! | #REF! | 0
110 | Hydrogen boiler + solar thermal | Boiler | 0 | 30 | 15 | Hydrogen |  | 7300 | 194 | 200 | 0 | 89.69% |  |  | 110 | Industrial Electric Furnace | Furnace | 2025 | 1000 | 3000 | 2 | Electricity | 0 |  | 750.886 |  | 15.0177 | 95% |  |  | Industrial Biomethane Boiler | Biomethane 7 | Biomethane | [44 empty] | Hot water cylinder | 110 | Commercial | Oil boiler | #REF! | #REF! | 0
111 | Hydrogen boiler + solar thermal | Boiler | 30 | 50 | 40 | Hydrogen |  | 13120 | 260 | 270 | 0 | 89.69% |  |  | 111 | Industrial Electric Furnace | Furnace | 2025 | 3000 | 10000 | 6.5 | Electricity | 0 |  | 468.6198 |  | 9.3724 | 95% |  |  | Industrial Biomethane Boiler | Biomethane 8 | Biomethane | [44 empty] | Hot water cylinder | 111 | Commercial | Oil boiler | #REF! | #REF! | 0
112 | Hydrogen boiler + solar thermal | Boiler | 50 | 250 | 150 | Hydrogen |  | 18320 | 238 | 270 | 4 | 89.69% |  |  | 112 | Industrial Electric Furnace | Furnace | 2025 | 10000 | 100000000 | 20 | Electricity | 0 |  | 298.9331 |  | 5.9787 | 95% |  |  | Industrial Biomethane Boiler | Biomethane 9 | Biomethane | [44 empty] | Hot water cylinder | 112 | Commercial | Commercial electric heating | #REF! | #REF! | 1371.5111 | 2025
113 | Hydrogen boiler + solar thermal | Boiler | 250 | 500 | 375 | Hydrogen |  | 42120 | 205 | 270 | 4 | 89.69% |  |  | 113 | Industrial Electric Kiln | Other Kiln | 2025 | 0 | 1000 | 0.5 | Electricity | 0 |  | 5479.0679 |  | 109.5814 | 95% |  |  | Industrial Biomethane Boiler | Biomethane 10 | Biomethane | [44 empty] | Hot water cylinder | 113 | Commercial | Oil boiler | #REF! | #REF! | 0
114 | Hydrogen boiler + solar thermal | Boiler | 500 | 1000 | 750 | Hydrogen |  | 113870 | 194 | 270 | 4 | 89.69% |  |  | 114 | Industrial Electric Kiln | Other Kiln | 2025 | 1000 | 3000 | 2 | Electricity | 0 |  | 3146.8982 |  | 62.938 | 95% |  |  | Industrial Biomethane Boiler | Biomethane 11 | Biomethane | [44 empty] | Hot water cylinder | 114 | Commercial | Oil boiler | #REF! | #REF! | 0
115 | Oil boiler | Boiler | 0 | 7 | 3.5 | Fuel oil |  | 4100 | 50 | 200 | 0 | 84% |  |  | 115 | Industrial Electric Kiln | Other Kiln | 2025 | 3000 | 10000 | 6.5 | Electricity | 0 |  | 1963.9451 |  | 39.2789 | 95% |  |  | Industrial Biomethane Boiler | Biomethane 12 | Biomethane | [44 empty] | Hot water cylinder | 115 | Commercial | Oil boiler | #REF! | #REF! | 0
116 | Oil boiler | Boiler | 7 | 30 | 18.5 | Fuel oil |  | 4450 | 50 | 200 | 1 | 84% |  |  | 116 | Industrial Electric Kiln | Other Kiln | 2025 | 10000 | 100000000 | 20 | Electricity | 0 |  | 1252.8027 |  | 25.0561 | 95% |  |  | Industrial Biomethane Boiler | Biomethane 13 | Biomethane | [44 empty] | Hot water cylinder | 116 | Public | Oil boiler | #REF! | #REF! | 0
117 | Oil boiler | Boiler | 30 | 200 | 115 | Fuel oil |  | 4600 | 30 | 200 | 1 | 84% |  |  | 117 | Industrial Electric Oven | Oven | 2025 | 0 | 1000 | 0.5 | Electricity | 0 |  | 404.6289 |  | 8.0926 | 95% |  |  | Industrial Biomethane Boiler | Biomethane 14 | Biomethane | [44 empty] | Hot water cylinder | 117 | Public | Oil boiler | #REF! | #REF! | 0
118 | Oil boiler | Boiler | 200 | 1000 | 600 | Fuel oil |  | 11700 | 30 | 50 | 1 | 84% |  |  | 118 | Industrial Electric Oven | Oven | 2025 | 1000 | 3000 | 2 | Electricity | 0 |  | 310.932 |  | 6.2186 | 95% |  |  | Industrial Biomethane Boiler | Biomethane 15 | Biomethane | [44 empty] | Hot water cylinder | 118 | Public | Gas boiler | #REF! | #REF! | 0
119 | Solid biomass boiler | Boiler | 0 | 7 | 3.5 | Biomass |  | 4440 | 280 | 200 | 0 | 84% |  |  | 119 | Industrial Electric Oven | Oven | 2025 | 3000 | 10000 | 6.5 | Electricity | 0 |  | 248.5465 |  | 4.9709 | 95% |  |  | Industrial Biomethane Boiler | Biomethane 16 | Biomethane | [44 empty] | Hot water cylinder | 119 | Public | Gas boiler | #REF! | #REF! | 0
120 | Solid biomass boiler | Boiler | 7 | 30 | 18.5 | Biomass |  | 6400 | 280 | 200 | 0 | 84% |  |  | 120 | Industrial Electric Oven | Oven | 2025 | 10000 | 100000000 | 20 | Electricity | 0 |  | 200.7546 |  | 4.0151 | 95% |  |  | Industrial Biomethane Boiler | Biomethane 17 | Biomethane | [44 empty] | Hot water cylinder | 120 | Public | Gas boiler | #REF! | #REF! | 0
121 | Solid biomass boiler | Boiler | 30 | 200 | 115 | Biomass |  | 12840 | 260 | 200 | 4 | 84% |  |  | 121 | Industrial Gas Boiler | Boiler | 2025 | 0 | 1000 | 0.5 | Gas | 0 |  | 140.6008 |  | 26.2434 | 92% |  |  | Industrial Biomethane Boiler + Grid connection | Biomethane 1 | Biomethane | [44 empty] | Hot water cylinder | 121 | Public | Gas boiler | #REF! | #REF! | 0
122 | Solid biomass boiler | Boiler | 200 | 1000 | 600 | Biomass |  | 57040 | 200 | 200 | 3 | 84% |  |  | 122 | Industrial Gas Boiler | Boiler | 2025 | 1000 | 3000 | 2 | Gas | 0 |  | 99.4555 |  | 15.0729 | 92% |  |  | Industrial Biomethane Boiler + Grid connection | Biomethane 2 | Biomethane | [44 empty] | Hot water cylinder | 122 | Public | Gas boiler | #REF! | #REF! | 0
123 | Solid boiler | Boiler | 0 | 7 | 3.5 | Coal |  | 2500 | 60 | 150 | 0 | 75% |  |  | 123 | Industrial Gas Boiler | Boiler | 2025 | 3000 | 10000 | 6.5 | Gas | 0 |  | 74.0953 |  | 9.4068 | 92% |  |  | Industrial Biomethane Boiler + Grid connection | Biomethane 3 | Biomethane | [44 empty] | Hot water cylinder | 123 | Public | Oil boiler | #REF! | #REF! | 0
124 | Solid boiler | Boiler | 7 | 30 | 18.5 | Coal |  | 2920 | 60 | 150 | 2 | 75% |  |  | 124 | Industrial Gas Boiler | Boiler | 2025 | 10000 | 100000000 | 20 | Gas | 0 |  | 55.9613 |  | 6.0006 | 92% |  |  | Industrial Biomethane Boiler + Grid connection | Biomethane 4 | Biomethane | [44 empty] | Hot water cylinder | 124 | Public | Oil boiler | #REF! | #REF! | 0
125 | Solid boiler | Boiler | 30 | 200 | 115 | Coal |  | 4300 | 60 | 150 | 2 | 75% |  |  | 125 | Industrial Gas Cement/Lime Kiln | Cement/Lime Kiln | 2025 | 0 | 1000 | 0.5 | Gas | 0 |  | 1402.4171 |  | 28.0483 | 90% |  |  | Industrial Biomethane Boiler + Grid connection | Biomethane 5 | Biomethane | [44 empty] | Hot water cylinder | 125 | Public | Oil boiler | #REF! | #REF! | 0
126 | Solid boiler | Boiler | 200 | 1000 | 600 | Coal |  | 14500 | 60 | 150 | 2 | 75% |  |  | 126 | Industrial Gas Cement/Lime Kiln | Cement/Lime Kiln | 2025 | 1000 | 3000 | 2 | Gas | 0 |  | 805.4771 |  | 16.1095 | 90% |  |  | Industrial Biomethane Boiler + Grid connection | Biomethane 6 | Biomethane | [44 empty] | Hot water cylinder | 126 | Public | Oil boiler | #REF! | #REF! | 0
[15 empty] | 127 | Industrial Gas Cement/Lime Kiln | Cement/Lime Kiln | 2025 | 3000 | 10000 | 6.5 | Gas | 0 |  | 502.6895 |  | 10.0538 | 90% |  |  | Industrial Biomethane Boiler + Grid connection | Biomethane 7 | Biomethane | [44 empty] | Hot water cylinder | 127 | Public | Oil boiler | #REF! | #REF! | 0
[15 empty] | 128 | Industrial Gas Cement/Lime Kiln | Cement/Lime Kiln | 2025 | 10000 | 100000000 | 20 | Gas | 0 |  | 320.6662 |  | 6.4133 | 90% |  |  | Industrial Biomethane Boiler + Grid connection | Biomethane 8 | Biomethane | [44 empty] | Hot water cylinder | 128 | Public | Oil boiler | #REF! | #REF! | 0
[15 empty] | 129 | Industrial Gas CHP | CHP | 2025 | 0 | 1000 | 0.5 | Gas | 0 |  | 2462.8725 |  | 42.2364 | 50% |  |  | Industrial Biomethane Boiler + Grid connection | Biomethane 9 | Biomethane | [44 empty] | Hot water cylinder | 129 | Public | Gas boiler | #REF! | #REF! | 0
[15 empty] | 130 | Industrial Gas CHP | CHP | 2025 | 1000 | 3000 | 2 | Gas | 0 |  | 1414.5488 |  | 24.2584 | 50% |  |  | Industrial Biomethane Boiler + Grid connection | Biomethane 10 | Biomethane | [44 empty] | Hot water cylinder | 130 | Public | Gas boiler | #REF! | #REF! | 0
[15 empty] | 131 | Industrial Gas CHP | CHP | 2025 | 3000 | 10000 | 6.5 | Gas | 0 |  | 882.8046 |  | 15.1394 | 50% |  |  | Industrial Biomethane Boiler + Grid connection | Biomethane 11 | Biomethane | [44 empty] | Hot water cylinder | 131 | Public | Gas boiler | #REF! | #REF! | 0
[15 empty] | 132 | Industrial Gas CHP | CHP | 2025 | 10000 | 100000000 | 20 | Gas | 0 |  | 563.142 |  | 9.6575 | 50% |  |  | Industrial Biomethane Boiler + Grid connection | Biomethane 12 | Biomethane | [44 empty] | Hot water cylinder | 132 | Public | Gas boiler | #REF! | #REF! | 0
[15 empty] | 133 | Industrial Gas Dryer | Dryer | 2025 | 0 | 1000 | 0.5 | Gas | 0 |  | 191.2663 |  | 26.4551 | 92% |  |  | Industrial Biomethane Boiler + Grid connection | Biomethane 13 | Biomethane | [44 empty] | Hot water cylinder | 133 | Public | Commercial electric heating | #REF! | #REF! | 1371.5111 | 2025
[15 empty] | 134 | Industrial Gas Dryer | Dryer | 2025 | 1000 | 3000 | 2 | Gas | 0 |  | 109.843 |  | 15.1945 | 92% |  |  | Industrial Biomethane Boiler + Grid connection | Biomethane 14 | Biomethane | [44 empty] | Hot water cylinder | 134 | Public | Commercial electric heating | #REF! | #REF! | 1371.5111 | 2025
[15 empty] | 135 | Industrial Gas Dryer | Dryer | 2025 | 3000 | 10000 | 6.5 | Gas | 0 |  | 68.5462 |  | 9.4827 | 92% |  |  | Industrial Biomethane Boiler + Grid connection | Biomethane 15 | Biomethane | [44 empty] | Hot water cylinder | 135 | Public | Commercial electric heating | #REF! | #REF! | 1371.5111 | 2025
[15 empty] | 136 | Industrial Gas Dryer | Dryer | 2025 | 10000 | 100000000 | 20 | Gas | 0 |  | 43.7223 |  | 6.049 | 92% |  |  | Industrial Biomethane Boiler + Grid connection | Biomethane 16 | Biomethane | [44 empty] | Hot water cylinder | 136 | Public | Commercial electric heating | #REF! | #REF! | 1371.5111 | 2025
[15 empty] | 137 | Industrial Gas Furnace | Furnace | 2025 | 0 | 1000 | 0.5 | Gas | 0 |  | 461.4242 |  | 26.4551 | 85% |  |  | Industrial Biomethane Boiler + Grid connection | Biomethane 17 | Biomethane | [44 empty] | Hot water cylinder | 137 | Public | Commercial electric heating | #REF! | #REF! | 1371.5111 | 2025
[15 empty] | 138 | Industrial Gas Furnace | Furnace | 2025 | 1000 | 3000 | 2 | Gas | 0 |  | 265.0186 |  | 15.1945 | 85% |  |  | Industrial Biomethane CHP | Biomethane 1 | Biomethane | [44 empty] | Hot water cylinder | 138 | Public | Gas boiler | #REF! | #REF! | 0
[15 empty] | 139 | Industrial Gas Furnace | Furnace | 2025 | 3000 | 10000 | 6.5 | Gas | 0 |  | 165.3952 |  | 9.4827 | 85% |  |  | Industrial Biomethane CHP | Biomethane 2 | Biomethane | [44 empty] | Hot water cylinder | 139 | Public | Gas boiler | #REF! | #REF! | 0
[15 empty] | 140 | Industrial Gas Furnace | Furnace | 2025 | 10000 | 100000000 | 20 | Gas | 0 |  | 105.5058 |  | 6.049 | 85% |  |  | Industrial Biomethane CHP | Biomethane 3 | Biomethane | [44 empty] | Hot water cylinder | 140 | Public | Gas boiler | #REF! | #REF! | 0
[15 empty] | 141 | Industrial Gas Other Kiln | Other Kiln | 2025 | 0 | 1000 | 0.5 | Gas | 0 |  | 2525.5288 |  | 50.5106 | 85% |  |  | Industrial Biomethane CHP | Biomethane 4 | Biomethane | [44 empty] | Hot water cylinder | 141 | Public | Oil boiler | #REF! | #REF! | 0
[15 empty] | 142 | Industrial Gas Other Kiln | Other Kiln | 2025 | 1000 | 3000 | 2 | Gas | 0 |  | 1450.5354 |  | 29.0107 | 85% |  |  | Industrial Biomethane CHP | Biomethane 5 | Biomethane | [44 empty] | Hot water cylinder | 142 | Public | Oil boiler | #REF! | #REF! | 0
[15 empty] | 143 | Industrial Gas Other Kiln | Other Kiln | 2025 | 3000 | 10000 | 6.5 | Gas | 0 |  | 905.2634 |  | 18.1053 | 85% |  |  | Industrial Biomethane CHP | Biomethane 6 | Biomethane | [44 empty] | Hot water cylinder | 143 | Public | Gas boiler | #REF! | #REF! | 0
[15 empty] | 144 | Industrial Gas Other Kiln | Other Kiln | 2025 | 10000 | 100000000 | 20 | Gas | 0 |  | 577.4685 |  | 11.5494 | 85% |  |  | Industrial Biomethane CHP | Biomethane 7 | Biomethane | [44 empty] | Hot water cylinder | 144 | Public | Gas boiler | #REF! | #REF! | 0
[15 empty] | 145 | Industrial Gas Oven | Oven | 2025 | 0 | 1000 | 0.5 | Gas | 0 |  | 87.8429 |  | 26.4551 | 92% |  |  | Industrial Biomethane CHP | Biomethane 8 | Biomethane | [44 empty] | Hot water cylinder | 145 | Public | Oil boiler | #REF! | #REF! | 0
[15 empty] | 146 | Industrial Gas Oven | Oven | 2025 | 1000 | 3000 | 2 | Gas | 0 |  | 62.1366 |  | 15.1945 | 92% |  |  | Industrial Biomethane CHP | Biomethane 9 | Biomethane | [44 empty] | Hot water cylinder | 146 | Public | Gas boiler | #REF! | #REF! | 0
[15 empty] | 147 | Industrial Gas Oven | Oven | 2025 | 3000 | 10000 | 6.5 | Gas | 0 |  | 46.2924 |  | 9.4827 | 92% |  |  | Industrial Biomethane CHP | Biomethane 10 | Biomethane | [44 empty] | Hot water cylinder | 147 | Public | Gas boiler | #REF! | #REF! | 0
[15 empty] | 148 | Industrial Gas Oven | Oven | 2025 | 10000 | 100000000 | 20 | Gas | 0 |  | 34.9628 |  | 6.049 | 92% |  |  | Industrial Biomethane CHP | Biomethane 11 | Biomethane | [44 empty] | Hot water cylinder | 148 | Public | Commercial electric heating | #REF! | #REF! | 1371.5111 | 2025
[15 empty] | 149 | Industrial Heat Pump - High Temperature (Steam) | Heat pump | 2025 | 0 | 1000 | 0.5 | Electricity | 0 |  | 1345.6517 |  | 26.913 | 400% |  |  | Industrial Biomethane CHP | Biomethane 12 | Biomethane | [44 empty] | Hot water cylinder | 149 | Public | Commercial electric heating | #REF! | #REF! | 1371.5111 | 2025
[15 empty] | 150 | Industrial Heat Pump - High Temperature (Steam) | Heat pump | 2025 | 1000 | 3000 | 2 | Electricity | 0 |  | 1148.8905 |  | 22.9778 | 400% |  |  | Industrial Biomethane CHP | Biomethane 13 | Biomethane | [44 empty] | Hot water cylinder | 150 | Public | Gas boiler | #REF! | #REF! | 0
[15 empty] | 151 | Industrial Heat Pump - High Temperature (Steam) | Heat pump | 2025 | 3000 | 10000 | 6.5 | Electricity | 0 |  | 1004.4022 |  | 20.088 | 400% |  |  | Industrial Biomethane CHP | Biomethane 14 | Biomethane | [44 empty] | Hot water cylinder | 151 | Public | Gas boiler | #REF! | #REF! | 0
[15 empty] | 152 | Industrial Heat Pump - High Temperature (Steam) | Heat pump | 2025 | 10000 | 100000000 | 20 | Electricity | 0 |  | 883.5819 |  | 17.6716 | 400% |  |  | Industrial Biomethane CHP | Biomethane 15 | Biomethane | [44 empty] | Hot water cylinder | 152 | Public | Commercial electric heating | #REF! | #REF! | 1371.5111 | 2025
[15 empty] | 153 | Industrial Heat Pump - Medium Temperature (Hot Water) | Heat pump | 2025 | 0 | 1000 | 0.5 | Electricity | 0 |  | 1012.457 |  | 20.2491 | 400% |  |  | Industrial Biomethane CHP | Biomethane 16 | Biomethane | [44 empty] | Hot water cylinder | 153 | Public | Commercial electric heating | #REF! | #REF! | 1371.5111 | 2025
[15 empty] | 154 | Industrial Heat Pump - Medium Temperature (Hot Water) | Heat pump | 2025 | 1000 | 3000 | 2 | Electricity | 0 |  | 943.5989 |  | 18.872 | 400% |  |  | Industrial Biomethane CHP | Biomethane 17 | Biomethane | [44 empty] | Hot water cylinder | 154 | Public | Commercial electric heating | #REF! | #REF! | 1371.5111 | 2025
[15 empty] | 155 | Industrial Heat Pump - Medium Temperature (Hot Water) | Heat pump | 2025 | 3000 | 10000 | 6.5 | Electricity | 0 |  | 888.7506 |  | 17.775 | 400% |  |  | Industrial Biomethane Dryer | Biomethane 1 | Biomethane | [44 empty] | Hot water cylinder | 155 | Public | Gas boiler | #REF! | #REF! | 0
[15 empty] | 156 | Industrial Heat Pump - Medium Temperature (Hot Water) | Heat pump | 2025 | 10000 | 100000000 | 20 | Electricity | 0 |  | 839.4212 |  | 16.7884 | 400% |  |  | Industrial Biomethane Dryer | Biomethane 2 | Biomethane | [44 empty] | Hot water cylinder | 156 | Public | Gas boiler | #REF! | #REF! | 0
[15 empty] | 157 | Industrial Hydrogen Boiler | Boiler | 2025 | 0 | 1000 | 0.5 | Hydrogen | 0 |  | 1599.7975 |  | 31.9959 | 92% |  |  | Industrial Biomethane Dryer | Biomethane 3 | Biomethane | [44 empty] | Hot water cylinder | 157 | Public | Electric heating | #REF! | #REF! | 0
[15 empty] | 158 | Industrial Hydrogen Boiler | Boiler | 2025 | 1000 | 3000 | 2 | Hydrogen | 0 |  | 918.8424 |  | 18.3768 | 92% |  |  | Industrial Biomethane Dryer | Biomethane 4 | Biomethane | [44 empty] | Hot water cylinder | 158 | Public | Electric heating | #REF! | #REF! | 0
[15 empty] | 159 | Industrial Hydrogen Boiler | Boiler | 2025 | 3000 | 10000 | 6.5 | Hydrogen | 0 |  | 573.4396 |  | 11.4688 | 92% |  |  | Industrial Biomethane Dryer | Biomethane 5 | Biomethane | [44 empty] | Hot water cylinder | 159 | Public | Gas boiler | #REF! | #REF! | 0
[15 empty] | 160 | Industrial Hydrogen Boiler | Boiler | 2025 | 10000 | 100000000 | 20 | Hydrogen | 0 |  | 365.7977 |  | 7.316 | 92% |  |  | Industrial Biomethane Dryer | Biomethane 6 | Biomethane | [44 empty] | Hot water cylinder | 160 | Public | Gas boiler | #REF! | #REF! | 0
[15 empty] | 161 | Industrial Hydrogen CHP | CHP | 2025 | 0 | 1000 | 0.5 | Hydrogen | 0 |  | 3804.82 |  | 76.0964 | 50% |  |  | Industrial Biomethane Dryer | Biomethane 7 | Biomethane | [44 empty] | Hot water cylinder | 161 | Public | Oil boiler | #REF! | #REF! | 0
[15 empty] | 162 | Industrial Hydrogen CHP | CHP | 2025 | 1000 | 3000 | 2 | Hydrogen | 0 |  | 2184.7142 |  | 43.6943 | 50% |  |  | Industrial Biomethane Dryer | Biomethane 8 | Biomethane | [44 empty] | Hot water cylinder | 162 | Residential | ASHP | #REF! | #REF! | 0
[15 empty] | 163 | Industrial Hydrogen CHP | CHP | 2025 | 3000 | 10000 | 6.5 | Hydrogen | 0 |  | 1363.1482 |  | 27.263 | 50% |  |  | Industrial Biomethane Dryer | Biomethane 9 | Biomethane | [44 empty] | Hot water cylinder | 163 | Residential | Gas boiler | #REF! | #REF! | 470.4283 | 2025
[15 empty] | 164 | Industrial Hydrogen CHP | CHP | 2025 | 10000 | 100000000 | 20 | Hydrogen | 0 |  | 869.3663 |  | 17.3873 | 50% |  |  | Industrial Biomethane Dryer | Biomethane 10 | Biomethane | [44 empty] | Hot water cylinder | 164 | Residential | Gas boiler | #REF! | #REF! | 470.4283 | 2025
[15 empty] | 165 | Industrial Hydrogen Dryer | Dryer | 2025 | 0 | 1000 | 0.5 | Hydrogen | 0 |  | 1483.5828 |  | 29.6717 | 92% |  |  | Industrial Biomethane Dryer | Biomethane 11 | Biomethane | [44 empty] | Hot water cylinder | 165 | Residential | Communal ASHP | #REF! | #REF! | 0
[15 empty] | 166 | Industrial Hydrogen Dryer | Dryer | 2025 | 1000 | 3000 | 2 | Hydrogen | 0 |  | 852.0945 |  | 17.0419 | 92% |  |  | Industrial Biomethane Dryer | Biomethane 12 | Biomethane | [44 empty] | Hot water cylinder | 166 | Residential | Oil boiler | #REF! | #REF! | 497.8585 | 2025
[15 empty] | 167 | Industrial Hydrogen Dryer | Dryer | 2025 | 3000 | 10000 | 6.5 | Hydrogen | 0 |  | 531.783 |  | 10.6357 | 92% |  |  | Industrial Biomethane Dryer | Biomethane 13 | Biomethane | [44 empty] | Hot water cylinder | 167 | Residential | Solid boiler | #REF! | #REF! | 17.8296 | 2025
[15 empty] | 168 | Industrial Hydrogen Dryer | Dryer | 2025 | 10000 | 100000000 | 20 | Hydrogen | 0 |  | 339.2249 |  | 6.7845 | 92% |  |  | Industrial Biomethane Dryer | Biomethane 14 | Biomethane | [44 empty] | Hot water cylinder | 168 | Residential | Electric heating | #REF! | #REF! | 34.2878 | 2025
[15 empty] | 169 | Industrial Hydrogen Furnace | Furnace | 2025 | 0 | 1000 | 0.5 | Hydrogen | 0 |  | 1497.4044 |  | 29.9481 | 85% |  |  | Industrial Biomethane Dryer | Biomethane 15 | Biomethane | [44 empty] | Hot water cylinder | 169 | Residential | Gas boiler | #REF! | #REF! | 233.1569 | 2025
[15 empty] | 170 | Industrial Hydrogen Furnace | Furnace | 2025 | 1000 | 3000 | 2 | Hydrogen | 0 |  | 873.8576 |  | 17.4772 | 85% |  |  | Industrial Biomethane Dryer | Biomethane 16 | Biomethane | [44 empty] | Hot water cylinder | 170 | Residential | Oil boiler | #REF! | #REF! | 327.7911 | 2025
[15 empty] | 171 | Industrial Hydrogen Furnace | Furnace | 2025 | 3000 | 10000 | 6.5 | Hydrogen | 0 |  | 552.8097 |  | 11.0562 | 85% |  |  | Industrial Biomethane Dryer | Biomethane 17 | Biomethane | [44 empty] | Hot water cylinder | 171 | Residential | Solid boiler | #REF! | #REF! | 27.4302 | 2025
[15 empty] | 172 | Industrial Hydrogen Furnace | Furnace | 2025 | 10000 | 100000000 | 20 | Hydrogen | 0 |  | 357.2267 |  | 7.1445 | 85% |  |  | Industrial Biomethane Dryer + Grid connection | Biomethane 1 | Biomethane | [44 empty] | Hot water cylinder | 172 | Residential | Electric heating | #REF! | #REF! | 43.8884 | 2025
[15 empty] | 173 | Industrial Hydrogen Kiln | Other Kiln | 2025 | 0 | 1000 | 0.5 | Hydrogen | 0 |  | 2738.7706 |  | 54.7754 | 85% |  |  | Industrial Biomethane Dryer + Grid connection | Biomethane 2 | Biomethane | [44 empty] | Hot water cylinder | 173 | Residential | Gas boiler | #REF! | #REF! | 200.2406 | 2025
[15 empty] | 174 | Industrial Hydrogen Kiln | Other Kiln | 2025 | 1000 | 3000 | 2 | Hydrogen | 0 |  | 1573.0107 |  | 31.4602 | 85% |  |  | Industrial Biomethane Dryer + Grid connection | Biomethane 3 | Biomethane | [44 empty] | Hot water cylinder | 174 | Residential | Oil boiler | #REF! | #REF! | 172.8104 | 2025
[15 empty] | 175 | Industrial Hydrogen Kiln | Other Kiln | 2025 | 3000 | 10000 | 6.5 | Hydrogen | 0 |  | 981.6989 |  | 19.634 | 85% |  |  | Industrial Biomethane Dryer + Grid connection | Biomethane 4 | Biomethane | [44 empty] | Hot water cylinder | 175 | Residential | Solid boiler | #REF! | #REF! | 24.6872 | 2025
[15 empty] | 176 | Industrial Hydrogen Kiln | Other Kiln | 2025 | 10000 | 100000000 | 20 | Hydrogen | 0 |  | 626.2268 |  | 12.5245 | 85% |  |  | Industrial Biomethane Dryer + Grid connection | Biomethane 5 | Biomethane | [44 empty] | Hot water cylinder | 176 | Residential | Electric heating | #REF! | #REF! | 102.8633 | 2025
[15 empty] | 177 | Industrial Hydrogen Kiln (Lime only) | Cement/Lime Kiln | 2025 | 0 | 1000 | 0.5 | Hydrogen | 0 |  | 1814.4234 |  | 36.2885 | 90% |  |  | Industrial Biomethane Dryer + Grid connection | Biomethane 6 | Biomethane | [44 empty] | Hot water cylinder | 177 | Residential | Gas boiler | #REF! | #REF! | 223.5563 | 2025
[15 empty] | 178 | Industrial Hydrogen Kiln (Lime only) | Cement/Lime Kiln | 2025 | 1000 | 3000 | 2 | Hydrogen | 0 |  | 1042.1126 |  | 20.8423 | 90% |  |  | Industrial Biomethane Dryer + Grid connection | Biomethane 7 | Biomethane | [44 empty] | Hot water cylinder | 178 | Residential | Oil boiler | #REF! | #REF! | 137.1511 | 2025
[15 empty] | 179 | Industrial Hydrogen Kiln (Lime only) | Cement/Lime Kiln | 2025 | 3000 | 10000 | 6.5 | Hydrogen | 0 |  | 650.3712 |  | 13.0074 | 90% |  |  | Industrial Biomethane Dryer + Grid connection | Biomethane 8 | Biomethane | [44 empty] | Hot water cylinder | 179 | Residential | Solid boiler | #REF! | #REF! | 21.9442 | 2025
[15 empty] | 180 | Industrial Hydrogen Kiln (Lime only) | Cement/Lime Kiln | 2025 | 10000 | 100000000 | 20 | Hydrogen | 0 |  | 414.8725 |  | 8.2974 | 90% |  |  | Industrial Biomethane Dryer + Grid connection | Biomethane 9 | Biomethane | [44 empty] | Hot water cylinder | 180 | Residential | Electric heating | #REF! | #REF! | 294.8749 | 2025
[15 empty] | 181 | Industrial Hydrogen Oven | Oven | 2025 | 0 | 1000 | 0.5 | Hydrogen | 0 |  | 1516.301 |  | 30.326 | 92% |  |  | Industrial Biomethane Dryer + Grid connection | Biomethane 10 | Biomethane | [44 empty] | Hot water cylinder | 181 | Residential | Gas boiler | #REF! | #REF! | 204.3551 | 2025
[15 empty] | 182 | Industrial Hydrogen Oven | Oven | 2025 | 1000 | 3000 | 2 | Hydrogen | 0 |  | 870.8862 |  | 17.4177 | 92% |  |  | Industrial Biomethane Dryer + Grid connection | Biomethane 11 | Biomethane | [44 empty] | Hot water cylinder | 182 | Residential | Oil boiler | #REF! | #REF! | 122.0645 | 2025
[15 empty] | 183 | Industrial Hydrogen Oven | Oven | 2025 | 3000 | 10000 | 6.5 | Hydrogen | 0 |  | 543.5107 |  | 10.8702 | 92% |  |  | Industrial Biomethane Dryer + Grid connection | Biomethane 12 | Biomethane | [44 empty] | Hot water cylinder | 183 | Residential | Solid boiler | #REF! | #REF! | 218.0703 | 2025
[15 empty] | 184 | Industrial Hydrogen Oven | Oven | 2025 | 10000 | 100000000 | 20 | Hydrogen | 0 |  | 346.7061 |  | 6.9341 | 92% |  |  | Industrial Biomethane Dryer + Grid connection | Biomethane 13 | Biomethane | [44 empty] | Hot water cylinder | 184 | Residential | ASHP | #REF! | #REF! | 0
[15 empty] | 185 | Industrial Mixed Fuel Kiln + Calciner (high % biomass and waste fuel) | Calciner | 2025 | 0 | 50000 | 25 | Mixed Fuel | 0 |  | 939 |  | 64.5347 | 90% |  |  | Industrial Biomethane Dryer + Grid connection | Biomethane 14 | Biomethane | [44 empty] | Hot water cylinder | 185 | Residential | Gas boiler | #REF! | #REF! | 75.4331 | 2025
[15 empty] | 186 | Industrial Mixed Fuel Kiln + Calciner (high % biomass and waste fuel) | Calciner | 2025 | 50000 | 100000 | 75 | Mixed Fuel | 0 |  | 659.2548 |  | 13.1851 | 90% |  |  | Industrial Biomethane Dryer + Grid connection | Biomethane 15 | Biomethane | [44 empty] | Hot water cylinder | 186 | Residential | Oil boiler | #REF! | #REF! | 13.7151 | 2025
[15 empty] | 187 | Industrial Mixed Fuel Kiln + Calciner (high % biomass and waste fuel) | Calciner | 2025 | 100000 | 200000 | 150 | Mixed Fuel | 0 |  | 492.2736 |  | 9.8455 | 90% |  |  | Industrial Biomethane Dryer + Grid connection | Biomethane 16 | Biomethane | [44 empty] | Hot water cylinder | 187 | Residential | Solid boiler | #REF! | #REF! | 13.7151 | 2025
[15 empty] | 188 | Industrial Mixed Fuel Kiln + Calciner (high % biomass and waste fuel) | Calciner | 2025 | 200000 | 400000 | 300 | Mixed Fuel | 0 |  | 366.4987 |  | 7.33 | 90% |  |  | Industrial Biomethane Dryer + Grid connection | Biomethane 17 | Biomethane | [44 empty] | Hot water cylinder | 188 | Residential | Electric heating | #REF! | #REF! | 285.2743 | 2025
[15 empty] | 189 | Industrial Non-bio waste Boiler | Boiler | 2025 | 0 | 1000 | 0.5 | Non-bio waste | 0 |  | 2484.1834 |  | 26.2434 | 92% |  |  | Industrial Biomethane Furnace | Biomethane 1 | Biomethane | [44 empty] | Hot water cylinder | 189 | Residential | Gas boiler | #REF! | #REF! | 54.8604 | 2025
[15 empty] | 190 | Industrial Non-bio waste Boiler | Boiler | 2025 | 1000 | 3000 | 2 | Non-bio waste | 0 |  | 1426.7887 |  | 15.0729 | 92% |  |  | Industrial Biomethane Furnace | Biomethane 2 | Biomethane | [44 empty] | Hot water cylinder | 190 | Residential | Oil boiler | #REF! | #REF! | 17.8296 | 2025
[15 empty] | 191 | Industrial Non-bio waste Boiler | Boiler | 2025 | 3000 | 10000 | 6.5 | Non-bio waste | 0 |  | 890.4434 |  | 9.4068 | 92% |  |  | Industrial Biomethane Furnace | Biomethane 3 | Biomethane | [44 empty] | Hot water cylinder | 191 | Residential | Solid boiler | #REF! | #REF! | 6.8576 | 2025
[15 empty] | 192 | Industrial Non-bio waste Boiler | Boiler | 2025 | 10000 | 100000000 | 20 | Non-bio waste | 0 |  | 568.0148 |  | 6.0006 | 92% |  |  | Industrial Biomethane Furnace | Biomethane 4 | Biomethane | [44 empty] | Hot water cylinder | 192 | Residential | Electric heating | #REF! | #REF! | 421.0539 | 2025
[15 empty] | 193 | Industrial Non-bio waste Cement/Lime Kiln | Cement/Lime Kiln | 2025 | 0 | 1000 | 0.5 | Non-bio waste | 0 |  | 1402.4171 |  | 28.0483 | 90% |  |  | Industrial Biomethane Furnace | Biomethane 5 | Biomethane | [44 empty] | Hot water cylinder | 193 | Residential | Gas boiler | #REF! | #REF! | 41.1453 | 2025
[15 empty] | 194 | Industrial Non-bio waste Cement/Lime Kiln | Cement/Lime Kiln | 2025 | 1000 | 3000 | 2 | Non-bio waste | 0 |  | 805.4771 |  | 16.1095 | 90% |  |  | Industrial Biomethane Furnace | Biomethane 6 | Biomethane | [44 empty] | Hot water cylinder | 194 | Residential | Oil boiler | #REF! | #REF! | 10.9721 | 2025
[15 empty] | 195 | Industrial Non-bio waste Cement/Lime Kiln | Cement/Lime Kiln | 2025 | 3000 | 10000 | 6.5 | Non-bio waste | 0 |  | 502.6895 |  | 10.0538 | 90% |  |  | Industrial Biomethane Furnace | Biomethane 7 | Biomethane | [44 empty] | Hot water cylinder | 195 | Residential | Solid boiler | #REF! | #REF! | 6.8576 | 2025
[15 empty] | 196 | Industrial Non-bio waste Cement/Lime Kiln | Cement/Lime Kiln | 2025 | 10000 | 100000000 | 20 | Non-bio waste | 0 |  | 320.6662 |  | 6.4133 | 90% |  |  | Industrial Biomethane Furnace | Biomethane 8 | Biomethane | [44 empty] | Hot water cylinder | 196 | Residential | Electric heating | #REF! | #REF! | 241.3859 | 2025
[15 empty] | 197 | Industrial Non-bio waste CHP | CHP | 2025 | 0 | 1000 | 0.5 | Non-bio waste | 0 |  | 3283.8299 |  | 42.2364 | 50% |  |  | Industrial Biomethane Furnace | Biomethane 9 | Biomethane | [44 empty] | Hot water cylinder | 197 | Residential | Gas boiler | #REF! | #REF! | 53.4889 | 2025
[15 empty] | 198 | Industrial Non-bio waste CHP | CHP | 2025 | 1000 | 3000 | 2 | Non-bio waste | 0 |  | 1886.065 |  | 24.2584 | 50% |  |  | Industrial Biomethane Furnace | Biomethane 10 | Biomethane | [44 empty] | Hot water cylinder | 198 | Residential | Oil boiler | #REF! | #REF! | 16.4581 | 2025
[15 empty] | 199 | Industrial Non-bio waste CHP | CHP | 2025 | 3000 | 10000 | 6.5 | Non-bio waste | 0 |  | 1177.0728 |  | 15.1394 | 50% |  |  | Industrial Biomethane Furnace | Biomethane 11 | Biomethane | [44 empty] | Hot water cylinder | 199 | Residential | Solid boiler | #REF! | #REF! | 16.4581 | 2025
[15 empty] | 200 | Industrial Non-bio waste CHP | CHP | 2025 | 10000 | 100000000 | 20 | Non-bio waste | 0 |  | 750.856 |  | 9.6575 | 50% |  |  | Industrial Biomethane Furnace | Biomethane 12 | Biomethane | [44 empty] | Hot water cylinder | 200 | Residential | Electric heating | #REF! | #REF! | 412.8248 | 2025
[15 empty] | 201 | Industrial Non-bio waste Dryer | Dryer | 2025 | 0 | 1000 | 0.5 | Non-bio waste | 0 |  | 1991.9647 |  | 26.4551 | 92% |  |  | Industrial Biomethane Furnace | Biomethane 13 | Biomethane | [44 empty] | Hot water cylinder | 201 | Residential | Gas boiler | #REF! | #REF! | 54.8604 | 2025
[15 empty] | 202 | Industrial Non-bio waste Dryer | Dryer | 2025 | 1000 | 3000 | 2 | Non-bio waste | 0 |  | 1143.9728 |  | 15.1945 | 92% |  |  | Industrial Biomethane Furnace | Biomethane 14 | Biomethane | [44 empty] | Hot water cylinder | 202 | Residential | Oil boiler | #REF! | #REF! | 32.9163 | 2025
[15 empty] | 203 | Industrial Non-bio waste Dryer | Dryer | 2025 | 3000 | 10000 | 6.5 | Non-bio waste | 0 |  | 713.8824 |  | 9.4827 | 92% |  |  | Industrial Biomethane Furnace | Biomethane 15 | Biomethane | [44 empty] | Hot water cylinder | 203 | Residential | Solid boiler | #REF! | #REF! | 208.4697 | 2025
[15 empty] | 204 | Industrial Non-bio waste Dryer | Dryer | 2025 | 10000 | 100000000 | 20 | Non-bio waste | 0 |  | 455.3507 |  | 6.049 | 92% |  |  | Industrial Biomethane Furnace | Biomethane 16 | Biomethane | [44 empty] | Hot water cylinder | 204 | Residential | ASHP | #REF! | #REF! | 0
[15 empty] | 205 | Industrial Non-bio waste Furnace | Furnace | 2025 | 0 | 1000 | 0.5 | Non-bio waste | 0 |  | 1322.7544 |  | 26.4551 | 85% |  |  | Industrial Biomethane Furnace | Biomethane 17 | Biomethane | [44 empty] | Hot water cylinder | 205 | Residential | Gas boiler | #REF! | #REF! | 71.3186 | 2025
[15 empty] | 206 | Industrial Non-bio waste Furnace | Furnace | 2025 | 1000 | 3000 | 2 | Non-bio waste | 0 |  | 759.7229 |  | 15.1945 | 85% |  |  | Industrial Biomethane Other Kiln | Biomethane 1 | Biomethane | [44 empty] | Hot water cylinder | 206 | Residential | Oil boiler | #REF! | #REF! | 67.204 | 2025
[15 empty] | 207 | Industrial Non-bio waste Furnace | Furnace | 2025 | 3000 | 10000 | 6.5 | Non-bio waste | 0 |  | 474.1348 |  | 9.4827 | 85% |  |  | Industrial Biomethane Other Kiln | Biomethane 2 | Biomethane | [44 empty] | Hot water cylinder | 207 | Residential | Solid boiler | #REF! | #REF! | 0
[15 empty] | 208 | Industrial Non-bio waste Furnace | Furnace | 2025 | 10000 | 100000000 | 20 | Non-bio waste | 0 |  | 302.4511 |  | 6.049 | 85% |  |  | Industrial Biomethane Other Kiln | Biomethane 3 | Biomethane | [44 empty] | Hot water cylinder | 208 | Residential | Electric heating | #REF! | #REF! | 160.4668 | 2025
[15 empty] | 209 | Industrial Non-bio waste Other Kiln | Other Kiln | 2025 | 0 | 1000 | 0.5 | Non-bio waste | 0 |  | 2525.5288 |  | 50.5106 | 85% |  |  | Industrial Biomethane Other Kiln | Biomethane 4 | Biomethane | [44 empty] | Hot water cylinder | 209 | Residential | Gas boiler | #REF! | #REF! | 65.8325 | 2025
[15 empty] | 210 | Industrial Non-bio waste Other Kiln | Other Kiln | 2025 | 1000 | 3000 | 2 | Non-bio waste | 0 |  | 1450.5354 |  | 29.0107 | 85% |  |  | Industrial Biomethane Other Kiln | Biomethane 5 | Biomethane | [44 empty] | Hot water cylinder | 210 | Residential | Oil boiler | #REF! | #REF! | 12.3436 | 2025
[15 empty] | 211 | Industrial Non-bio waste Other Kiln | Other Kiln | 2025 | 3000 | 10000 | 6.5 | Non-bio waste | 0 |  | 905.2634 |  | 18.1053 | 85% |  |  | Industrial Biomethane Other Kiln | Biomethane 6 | Biomethane | [44 empty] | Hot water cylinder | 211 | Residential | Solid boiler | #REF! | #REF! | 0
[15 empty] | 212 | Industrial Non-bio waste Other Kiln | Other Kiln | 2025 | 10000 | 100000000 | 20 | Non-bio waste | 0 |  | 577.4685 |  | 11.5494 | 85% |  |  | Industrial Biomethane Other Kiln | Biomethane 7 | Biomethane | [44 empty] | Hot water cylinder | 212 | Residential | Electric heating | #REF! | #REF! | 229.0423 | 2025
[15 empty] | 213 | Industrial Non-bio waste Oven | Oven | 2025 | 0 | 1000 | 0.5 | Non-bio waste | 0 |  | 1322.7544 |  | 26.4551 | 92% |  |  | Industrial Biomethane Other Kiln | Biomethane 8 | Biomethane | [44 empty] | Hot water cylinder | 213 | Residential | Gas boiler | #REF! | #REF! | 41.1453 | 2025
[15 empty] | 214 | Industrial Non-bio waste Oven | Oven | 2025 | 1000 | 3000 | 2 | Non-bio waste | 0 |  | 759.7229 |  | 15.1945 | 92% |  |  | Industrial Biomethane Other Kiln | Biomethane 9 | Biomethane | [44 empty] | Hot water cylinder | 214 | Residential | Oil boiler | #REF! | #REF! | 6.8576 | 2025
[15 empty] | 215 | Industrial Non-bio waste Oven | Oven | 2025 | 3000 | 10000 | 6.5 | Non-bio waste | 0 |  | 474.1348 |  | 9.4827 | 92% |  |  | Industrial Biomethane Other Kiln | Biomethane 10 | Biomethane | [44 empty] | Hot water cylinder | 215 | Residential | Solid boiler | #REF! | #REF! | 0
[15 empty] | 216 | Industrial Non-bio waste Oven | Oven | 2025 | 10000 | 100000000 | 20 | Non-bio waste | 0 |  | 302.4511 |  | 6.049 | 92% |  |  | Industrial Biomethane Other Kiln | Biomethane 11 | Biomethane | [44 empty] | Hot water cylinder | 216 | Residential | Electric heating | #REF! | #REF! | 133.0366 | 2025
[15 empty] | 217 | Industrial Oil Boiler | Boiler | 2025 | 0 | 1000 | 0.5 | Oil | 0 |  | 147.6308 |  | 26.2434 | 92% |  |  | Industrial Biomethane Other Kiln | Biomethane 12 | Biomethane | [44 empty] | Hot water cylinder | 217 | Residential | Gas boiler | #REF! | #REF! | 37.0308 | 2025
[15 empty] | 218 | Industrial Oil Boiler | Boiler | 2025 | 1000 | 3000 | 2 | Oil | 0 |  | 104.4283 |  | 15.0729 | 92% |  |  | Industrial Biomethane Other Kiln | Biomethane 13 | Biomethane | [44 empty] | Hot water cylinder | 218 | Residential | Oil boiler | #REF! | #REF! | 9.6006 | 2025
[15 empty] | 219 | Industrial Oil Boiler | Boiler | 2025 | 3000 | 10000 | 6.5 | Oil | 0 |  | 77.8 |  | 9.4068 | 92% |  |  | Industrial Biomethane Other Kiln | Biomethane 14 | Biomethane | [44 empty] | Hot water cylinder | 219 | Residential | Solid boiler | #REF! | #REF! | 5.486 | 2025
[15 empty] | 220 | Industrial Oil Boiler | Boiler | 2025 | 10000 | 100000000 | 20 | Oil | 0 |  | 58.7594 |  | 6.0006 | 92% |  |  | Industrial Biomethane Other Kiln | Biomethane 15 | Biomethane | [44 empty] | Hot water cylinder | 220 | Residential | Electric heating | #REF! | #REF! | 223.5563 | 2025
[15 empty] | 221 | Industrial Oil Cement/Lime Kiln | Cement/Lime Kiln | 2025 | 0 | 1000 | 0.5 | Oil | 0 |  | 1402.4171 |  | 28.0483 | 90% |  |  | Industrial Biomethane Other Kiln | Biomethane 16 | Biomethane | [44 empty] | Hot water cylinder | 221 | Residential | Gas boiler | #REF! | #REF! | 43.8884 | 2025
[15 empty] | 222 | Industrial Oil Cement/Lime Kiln | Cement/Lime Kiln | 2025 | 1000 | 3000 | 2 | Oil | 0 |  | 805.4771 |  | 16.1095 | 90% |  |  | Industrial Biomethane Other Kiln | Biomethane 17 | Biomethane | [44 empty] | Hot water cylinder | 222 | Residential | Oil boiler | #REF! | #REF! | 20.5727 | 2025
[15 empty] | 223 | Industrial Oil Cement/Lime Kiln | Cement/Lime Kiln | 2025 | 3000 | 10000 | 6.5 | Oil | 0 |  | 502.6895 |  | 10.0538 | 90% |  |  | Industrial Biomethane Oven | Biomethane 1 | Biomethane | [44 empty] | Hot water cylinder | 223 | Residential | Solid boiler | #REF! | #REF! | 112.4639 | 2025
[15 empty] | 224 | Industrial Oil Cement/Lime Kiln | Cement/Lime Kiln | 2025 | 10000 | 100000000 | 20 | Oil | 0 |  | 320.6662 |  | 6.4133 | 90% |  |  | Industrial Biomethane Oven | Biomethane 2 | Biomethane | [44 empty] | Hot water cylinder | 224 | Residential | ASHP | #REF! | #REF! | 0
[15 empty] | 225 | Industrial Oil CHP | CHP | 2025 | 0 | 1000 | 0.5 | Oil | 0 |  | 2462.8725 |  | 42.2364 | 50% |  |  | Industrial Biomethane Oven | Biomethane 3 | Biomethane | [44 empty] | Hot water cylinder | 225 | Residential | Gas boiler | #REF! | #REF! | 85.0337 | 2025
[15 empty] | 226 | Industrial Oil CHP | CHP | 2025 | 1000 | 3000 | 2 | Oil | 0 |  | 1414.5488 |  | 24.2584 | 50% |  |  | Industrial Biomethane Oven | Biomethane 4 | Biomethane | [44 empty] | Hot water cylinder | 226 | Residential | Oil boiler | #REF! | #REF! | 250.9865 | 2025
[15 empty] | 227 | Industrial Oil CHP | CHP | 2025 | 3000 | 10000 | 6.5 | Oil | 0 |  | 882.8046 |  | 15.1394 | 50% |  |  | Industrial Biomethane Oven | Biomethane 5 | Biomethane | [44 empty] | Hot water cylinder | 227 | Residential | Solid boiler | #REF! | #REF! | 61.718 | 2025
[15 empty] | 228 | Industrial Oil CHP | CHP | 2025 | 10000 | 100000000 | 20 | Oil | 0 |  | 563.142 |  | 9.6575 | 50% |  |  | Industrial Biomethane Oven | Biomethane 6 | Biomethane | [44 empty] | Hot water cylinder | 228 | Residential | Electric heating | #REF! | #REF! | 104.2348 | 2025
[15 empty] | 229 | Industrial Oil Dryer | Dryer | 2025 | 0 | 1000 | 0.5 | Oil | 0 |  | 191.2663 |  | 26.4551 | 92% |  |  | Industrial Biomethane Oven | Biomethane 7 | Biomethane | [44 empty] | Hot water cylinder | 229 | Residential | Gas boiler | #REF! | #REF! | 86.4052 | 2025
[15 empty] | 230 | Industrial Oil Dryer | Dryer | 2025 | 1000 | 3000 | 2 | Oil | 0 |  | 109.843 |  | 15.1945 | 92% |  |  | Industrial Biomethane Oven | Biomethane 8 | Biomethane | [44 empty] | Hot water cylinder | 230 | Residential | Oil boiler | #REF! | #REF! | 21.9442 | 2025
[15 empty] | 231 | Industrial Oil Dryer | Dryer | 2025 | 3000 | 10000 | 6.5 | Oil | 0 |  | 68.5462 |  | 9.4827 | 92% |  |  | Industrial Biomethane Oven | Biomethane 9 | Biomethane | [44 empty] | Hot water cylinder | 231 | Residential | Solid boiler | #REF! | #REF! | 1.3715 | 2025
[15 empty] | 232 | Industrial Oil Dryer | Dryer | 2025 | 10000 | 100000000 | 20 | Oil | 0 |  | 43.7223 |  | 6.049 | 92% |  |  | Industrial Biomethane Oven | Biomethane 10 | Biomethane | [44 empty] | Hot water cylinder | 232 | Residential | Electric heating | #REF! | #REF! | 80.9192 | 2025
[15 empty] | 233 | Industrial Oil Furnace | Furnace | 2025 | 0 | 1000 | 0.5 | Oil | 0 |  | 461.4242 |  | 26.4551 | 85% |  |  | Industrial Biomethane Oven | Biomethane 11 | Biomethane | [44 empty] | Hot water cylinder | 233 | Residential | Gas boiler | #REF! | #REF! | 97.3773 | 2025
[15 empty] | 234 | Industrial Oil Furnace | Furnace | 2025 | 1000 | 3000 | 2 | Oil | 0 |  | 265.0186 |  | 15.1945 | 85% |  |  | Industrial Biomethane Oven | Biomethane 12 | Biomethane | [44 empty] | Hot water cylinder | 234 | Residential | Oil boiler | #REF! | #REF! | 16.4581 | 2025
[15 empty] | 235 | Industrial Oil Furnace | Furnace | 2025 | 3000 | 10000 | 6.5 | Oil | 0 |  | 165.3952 |  | 9.4827 | 85% |  |  | Industrial Biomethane Oven | Biomethane 13 | Biomethane | [44 empty] | Hot water cylinder | 235 | Residential | Solid boiler | #REF! | #REF! | 4.1145 | 2025
[15 empty] | 236 | Industrial Oil Furnace | Furnace | 2025 | 10000 | 100000000 | 20 | Oil | 0 |  | 105.5058 |  | 6.049 | 85% |  |  | Industrial Biomethane Oven | Biomethane 14 | Biomethane | [44 empty] | Hot water cylinder | 236 | Residential | Electric heating | #REF! | #REF! | 165.9528 | 2025
[15 empty] | 237 | Industrial Oil Other Kiln | Other Kiln | 2025 | 0 | 1000 | 0.5 | Oil | 0 |  | 2525.5288 |  | 50.5106 | 85% |  |  | Industrial Biomethane Oven | Biomethane 15 | Biomethane | [44 empty] | Hot water cylinder | 237 | Residential | Gas boiler | #REF! | #REF! | 101.4918 | 2025
[15 empty] | 238 | Industrial Oil Other Kiln | Other Kiln | 2025 | 1000 | 3000 | 2 | Oil | 0 |  | 1450.5354 |  | 29.0107 | 85% |  |  | Industrial Biomethane Oven | Biomethane 16 | Biomethane | [44 empty] | Hot water cylinder | 238 | Residential | Oil boiler | #REF! | #REF! | 23.3157 | 2025
[15 empty] | 239 | Industrial Oil Other Kiln | Other Kiln | 2025 | 3000 | 10000 | 6.5 | Oil | 0 |  | 905.2634 |  | 18.1053 | 85% |  |  | Industrial Biomethane Oven | Biomethane 17 | Biomethane | [44 empty] | Hot water cylinder | 239 | Residential | Solid boiler | #REF! | #REF! | 13.7151 | 2025
[15 empty] | 240 | Industrial Oil Other Kiln | Other Kiln | 2025 | 10000 | 100000000 | 20 | Oil | 0 |  | 577.4685 |  | 11.5494 | 85% |  |  | Industrial Electric Boiler | Electricity | Electricity | [44 empty] | Hot water cylinder | 240 | Residential | Electric heating | #REF! | #REF! | 325.0481 | 2025
[15 empty] | 241 | Industrial Oil Oven | Oven | 2025 | 0 | 1000 | 0.5 | Oil | 0 |  | 87.8429 |  | 26.4551 | 92% |  |  | Industrial Electric Boiler + Grid Connection | Electricity | Electricity | [44 empty] | Hot water cylinder | 241 | Residential | Gas boiler | #REF! | #REF! | 98.7488 | 2025
[15 empty] | 242 | Industrial Oil Oven | Oven | 2025 | 1000 | 3000 | 2 | Oil | 0 |  | 62.1366 |  | 15.1945 | 92% |  |  | Industrial Electric Dryer | Electricity | Electricity | [44 empty] | Hot water cylinder | 242 | Residential | Oil boiler | #REF! | #REF! | 38.4023 | 2025
[15 empty] | 243 | Industrial Oil Oven | Oven | 2025 | 3000 | 10000 | 6.5 | Oil | 0 |  | 46.2924 |  | 9.4827 | 92% |  |  | Industrial Electric Furnace | Electricity | Electricity | [44 empty] | Hot water cylinder | 243 | Residential | Solid boiler | #REF! | #REF! | 190.64 | 2025
[15 empty] | 244 | Industrial Oil Oven | Oven | 2025 | 10000 | 100000000 | 20 | Oil | 0 |  | 34.9628 |  | 6.049 | 92% |  |  | Industrial Electric Kiln | Electricity | Electricity | [44 empty] | Hot water cylinder | 274 | Agriculture | Electric heating | #REF! | #REF! | 0
[15 empty] | 245 | Industrial Solid Fuels Boiler | Boiler | 2025 | 0 | 1000 | 0.5 | Solid Fuels | 0 |  | 1991.4528 |  | 26.2434 | 92% |  |  | Industrial Electric Oven | Electricity | Electricity | [44 empty] | Hot water cylinder | 275 | Agriculture | Electric heating | #REF! | #REF! | 0
[15 empty] | 246 | Industrial Solid Fuels Boiler | Boiler | 2025 | 1000 | 3000 | 2 | Solid Fuels | 0 |  | 1143.7893 |  | 15.0729 | 92% |  |  | Industrial Gas Boiler | Gas | Gas | [44 empty] | Hot water cylinder | 276 | Agriculture | Electric heating | #REF! | #REF! | 0
[15 empty] | 247 | Industrial Solid Fuels Boiler | Boiler | 2025 | 3000 | 10000 | 6.5 | Solid Fuels | 0 |  | 713.8265 |  | 9.4068 | 92% |  |  | Industrial Gas Cement/Lime Kiln | Gas | Gas | [44 empty] | Hot water cylinder | 277 | Agriculture | Electric heating | #REF! | #REF! | 0
[15 empty] | 248 | Industrial Solid Fuels Boiler | Boiler | 2025 | 10000 | 100000000 | 20 | Solid Fuels | 0 |  | 455.3507 |  | 6.0006 | 92% |  |  | Industrial Gas CHP | Gas | Gas | [44 empty] | Hot water cylinder | 278 | Agriculture | Oil boiler | #REF! | #REF! | 0
[15 empty] | 249 | Industrial Solid Fuels Cement/Lime Kiln | Cement/Lime Kiln | 2025 | 0 | 1000 | 0.5 | Solid Fuels | 0 |  | 1402.4171 |  | 28.0483 | 90% |  |  | Industrial Gas Dryer | Gas | Gas | [44 empty] | Hot water cylinder | 279 | Agriculture | Oil boiler | #REF! | #REF! | 0
[15 empty] | 250 | Industrial Solid Fuels Cement/Lime Kiln | Cement/Lime Kiln | 2025 | 1000 | 3000 | 2 | Solid Fuels | 0 |  | 805.4771 |  | 16.1095 | 90% |  |  | Industrial Gas Furnace | Gas | Gas | [44 empty] | Hot water cylinder | 280 | Agriculture | Oil boiler | #REF! | #REF! | 0
[15 empty] | 251 | Industrial Solid Fuels Cement/Lime Kiln | Cement/Lime Kiln | 2025 | 3000 | 10000 | 6.5 | Solid Fuels | 0 |  | 502.6895 |  | 10.0538 | 90% |  |  | Industrial Gas Other Kiln | Gas | Gas | [44 empty] | Hot water cylinder | 281 | Agriculture | Oil boiler | #REF! | #REF! | 0
[15 empty] | 252 | Industrial Solid Fuels Cement/Lime Kiln | Cement/Lime Kiln | 2025 | 10000 | 100000000 | 20 | Solid Fuels | 0 |  | 320.6662 |  | 6.4133 | 90% |  |  | Industrial Gas Oven | Gas | Gas | [44 empty] | Hot water cylinder | 282 | Agriculture | Oil boiler | #REF! | #REF! | 0
[15 empty] | 253 | Industrial Solid Fuels CHP | CHP | 2025 | 0 | 1000 | 0.5 | Solid Fuels | 0 |  | 2632.4918 |  | 42.2364 | 50% |  |  | Industrial Heat Pump - High Temperature (Steam) | Electricity | Electricity | [44 empty] | Hot water cylinder | 283 | Agriculture | Oil boiler | #REF! | #REF! | 0
[15 empty] | 254 | Industrial Solid Fuels CHP | CHP | 2025 | 1000 | 3000 | 2 | Solid Fuels | 0 |  | 1511.9695 |  | 24.2584 | 50% |  |  | Industrial Heat Pump - Medium Temperature (Hot Water) | Electricity | Electricity | [44 empty] | Hot water cylinder | 284 | Agriculture | Oil boiler | #REF! | #REF! | 0
[15 empty] | 255 | Industrial Solid Fuels CHP | CHP | 2025 | 3000 | 10000 | 6.5 | Solid Fuels | 0 |  | 943.6038 |  | 15.1394 | 50% |  |  | Industrial Hydrogen Boiler | Hydrogen | Hydrogen | [44 empty] | Hot water cylinder | 285 | Industry | Boiler | #REF! | #REF! | 0
[15 empty] | 256 | Industrial Solid Fuels CHP | CHP | 2025 | 10000 | 100000000 | 20 | Solid Fuels | 0 |  | 601.9259 |  | 9.6575 | 50% |  |  | Industrial Hydrogen CHP | Hydrogen | Hydrogen | [44 empty] | Hot water cylinder | 286 | Industry | CHP | #REF! | #REF! | 0
[15 empty] | 257 | Industrial Solid Fuels Dryer | Dryer | 2025 | 0 | 1000 | 0.5 | Solid Fuels | 0 |  | 1991.9647 |  | 26.4551 | 92% |  |  | Industrial Hydrogen Dryer | Hydrogen | Hydrogen | [44 empty] | Hot water cylinder | 287 | Industry | Furnace | #REF! | #REF! | 0
[15 empty] | 258 | Industrial Solid Fuels Dryer | Dryer | 2025 | 1000 | 3000 | 2 | Solid Fuels | 0 |  | 1143.9728 |  | 15.1945 | 92% |  |  | Industrial Hydrogen Furnace | Hydrogen | Hydrogen | [44 empty] | Hot water cylinder | 288 | Industry | Cement/Lime Kiln | #REF! | #REF! | 0
[15 empty] | 259 | Industrial Solid Fuels Dryer | Dryer | 2025 | 3000 | 10000 | 6.5 | Solid Fuels | 0 |  | 713.8824 |  | 9.4827 | 92% |  |  | Industrial Hydrogen Kiln | Hydrogen | Hydrogen | [44 empty] | Hot water cylinder | 289 | Industry | Furnace | #REF! | #REF! | 0
[15 empty] | 260 | Industrial Solid Fuels Dryer | Dryer | 2025 | 10000 | 100000000 | 20 | Solid Fuels | 0 |  | 455.3507 |  | 6.049 | 92% |  |  | Industrial Hydrogen Kiln (Lime only) | Hydrogen | Hydrogen | [44 empty] | Hot water cylinder | 290 | Industry | Dryer | #REF! | #REF! | 0
[15 empty] | 261 | Industrial Solid Fuels Furnace | Furnace | 2025 | 0 | 1000 | 0.5 | Solid Fuels | 0 |  | 1322.7544 |  | 26.4551 | 85% |  |  | Industrial Hydrogen Oven | Hydrogen | Hydrogen | [44 empty] | Hot water cylinder | 291 | Industry | Boiler | #REF! | #REF! | 0
[15 empty] | 262 | Industrial Solid Fuels Furnace | Furnace | 2025 | 1000 | 3000 | 2 | Solid Fuels | 0 |  | 759.7229 |  | 15.1945 | 85% |  |  | Industrial Mixed Fuel Kiln + Calciner (high % biomass and waste fuel) | Mixed Fuel | Mixed Fuel | [44 empty] | Hot water cylinder | 292 | Industry | CHP | #REF! | #REF! | 0
[15 empty] | 263 | Industrial Solid Fuels Furnace | Furnace | 2025 | 3000 | 10000 | 6.5 | Solid Fuels | 0 |  | 474.1348 |  | 9.4827 | 85% |  |  | Industrial Non-bio waste Boiler | Non-bio waste | Non-bio waste | [44 empty] | Hot water cylinder | 293 | Industry | Furnace | #REF! | #REF! | 0
[15 empty] | 264 | Industrial Solid Fuels Furnace | Furnace | 2025 | 10000 | 100000000 | 20 | Solid Fuels | 0 |  | 302.4511 |  | 6.049 | 85% |  |  | Industrial Non-bio waste Cement/Lime Kiln | Non-bio waste | Non-bio waste | [44 empty] | Hot water cylinder | 294 | Industry | Boiler | #REF! | #REF! | 0
[15 empty] | 265 | Industrial Solid Fuels Other Kiln | Other Kiln | 2025 | 0 | 1000 | 0.5 | Solid Fuels | 0 |  | 2525.5288 |  | 50.5106 | 85% |  |  | Industrial Non-bio waste CHP | Non-bio waste | Non-bio waste | [44 empty] | Hot water cylinder | 295 | Industry | Dryer | #REF! | #REF! | 0
[15 empty] | 266 | Industrial Solid Fuels Other Kiln | Other Kiln | 2025 | 1000 | 3000 | 2 | Solid Fuels | 0 |  | 1450.5354 |  | 29.0107 | 85% |  |  | Industrial Non-bio waste Dryer | Non-bio waste | Non-bio waste | [44 empty] | Hot water cylinder | 296 | Industry | Other Kiln | #REF! | #REF! | 0
[15 empty] | 267 | Industrial Solid Fuels Other Kiln | Other Kiln | 2025 | 3000 | 10000 | 6.5 | Solid Fuels | 0 |  | 905.2634 |  | 18.1053 | 85% |  |  | Industrial Non-bio waste Furnace | Non-bio waste | Non-bio waste | [44 empty] | Hot water cylinder | 297 | Industry | Boiler | #REF! | #REF! | 0
[15 empty] | 268 | Industrial Solid Fuels Other Kiln | Other Kiln | 2025 | 10000 | 100000000 | 20 | Solid Fuels | 0 |  | 577.4685 |  | 11.5494 | 85% |  |  | Industrial Non-bio waste Other Kiln | Non-bio waste | Non-bio waste | [44 empty] | Hot water cylinder | 298 | Industry | Dryer | #REF! | #REF! | 0
[15 empty] | 269 | Industrial Solid Fuels Oven | Oven | 2025 | 0 | 1000 | 0.5 | Solid Fuels | 0 |  | 1322.7544 |  | 26.4551 | 92% |  |  | Industrial Non-bio waste Oven | Non-bio waste | Non-bio waste | [44 empty] | Hot water cylinder | 299 | Industry | Boiler | #REF! | #REF! | 0
[15 empty] | 270 | Industrial Solid Fuels Oven | Oven | 2025 | 1000 | 3000 | 2 | Solid Fuels | 0 |  | 759.7229 |  | 15.1945 | 92% |  |  | Industrial Oil Boiler | Oil | Oil | [44 empty] | Hot water cylinder | 300 | Industry | CHP | #REF! | #REF! | 0
[15 empty] | 271 | Industrial Solid Fuels Oven | Oven | 2025 | 3000 | 10000 | 6.5 | Solid Fuels | 0 |  | 474.1348 |  | 9.4827 | 92% |  |  | Industrial Oil Cement/Lime Kiln | Oil | Oil | [44 empty] | Hot water cylinder | 301 | Industry | Oven | #REF! | #REF! | 0
[15 empty] | 272 | Industrial Solid Fuels Oven | Oven | 2025 | 10000 | 100000000 | 20 | Solid Fuels | 0 |  | 302.4511 |  | 6.049 | 92% |  |  | Industrial Oil CHP | Oil | Oil | [44 empty] | Hot water cylinder | 302 | Industry | Dryer | #REF! | #REF! | 0
[15 empty] | 1 | Electric alumina calciner | Calciner | 2025 | 0 | 50000 | 25 | Electricity | 0 |  | 2311.3358 |  | 46.2267 | 95% |  |  | Industrial Oil Dryer | Oil | Oil | [44 empty] | Hot water cylinder | 303 | Industry | Cement/Lime Kiln | #REF! | #REF! | 0
[15 empty] | 2 | Electric alumina calciner | Calciner | 2025 | 50000 | 100000 | 75 | Electricity | 0 |  | 1662.3661 |  | 33.2473 | 95% |  |  | Industrial Oil Furnace | Oil | Oil | [44 empty] | Hot water cylinder | 304 | Industry | Other Kiln | #REF! | #REF! | 0
[15 empty] | 3 | Electric alumina calciner | Calciner | 2025 | 100000 | 200000 | 150 | Electricity | 0 |  | 1350.2608 |  | 27.0052 | 95% |  |  | Industrial Oil Other Kiln | Oil | Oil | [44 empty] | Hot water cylinder | 305 | Industry | Furnace | #REF! | #REF! | 0
[15 empty] | 4 | Electric alumina calciner | Calciner | 2025 | 200000 | 400000 | 300 | Electricity | 0 |  | 1096.7526 |  | 21.9351 | 95% |  |  | Industrial Oil Oven | Oil | Oil | [44 empty] | Hot water cylinder | 306 | Industry | Dryer | #REF! | #REF! | 0
[15 empty] | 9 | Hydrogen alumina calciner | Calciner | 2025 | 0 | 50000 | 25 | Hydrogen | 0 |  | 1390.4191 |  | 27.8084 | 88% |  |  | Industrial Solid Fuels Boiler | Solid Fuels | Solid Fuels | [44 empty] | Hot water cylinder | 307 | Industry | Other Kiln | #REF! | #REF! | 0
[15 empty] | 10 | Hydrogen alumina calciner | Calciner | 2025 | 50000 | 100000 | 75 | Hydrogen | 0 |  | 1000.0215 |  | 20.0004 | 88% |  |  | Industrial Solid Fuels Boiler | Coal | Coal | [44 empty] | Hot water cylinder | 308 | Industry | Boiler | #REF! | #REF! | 0
[15 empty] | 11 | Hydrogen alumina calciner | Calciner | 2025 | 100000 | 200000 | 150 | Hydrogen | 0 |  | 812.2699 |  | 16.2454 | 88% |  |  | Industrial Solid Fuels Cement/Lime Kiln | Solid Fuels | Solid Fuels | [44 empty] | Hot water cylinder | 309 | Industry | CHP | #REF! | #REF! | 0
[15 empty] | 12 | Hydrogen alumina calciner | Calciner | 2025 | 200000 | 400000 | 300 | Hydrogen | 0 |  | 659.7681 |  | 13.1954 | 88% |  |  | Industrial Solid Fuels Cement/Lime Kiln | Coal | Coal | [44 empty] | Hot water cylinder | 310 | Industry | Oven | #REF! | #REF! | 0
[15 empty] | 5 | Fossil alumina calciner | Calciner | 2025 | 0 | 50000 | 25 | Gas | 0 |  | 939.4723 |  | 18.7894 | 88% |  |  | Industrial Solid Fuels CHP | Solid Fuels | Solid Fuels | [44 empty] | Hot water cylinder | 311 | Industry | Furnace | #REF! | #REF! | 0
[15 empty] | 6 | Fossil alumina calciner | Calciner | 2025 | 50000 | 100000 | 75 | Gas | 0 |  | 675.6902 |  | 13.5138 | 88% |  |  | Industrial Solid Fuels CHP | Coal | Coal | [44 empty] | Hot water cylinder | 312 | Industry | Dryer | #REF! | #REF! | 0
[15 empty] | 7 | Fossil alumina calciner | Calciner | 2025 | 100000 | 200000 | 150 | Gas | 0 |  | 548.831 |  | 10.9766 | 88% |  |  | Industrial Solid Fuels Dryer | Solid Fuels | Solid Fuels | [44 empty] | Hot water cylinder | 313 | Industry | Boiler | #REF! | #REF! | 0
[15 empty] | 8 | Fossil alumina calciner | Calciner | 2025 | 200000 | 400000 | 300 | Gas | 0 |  | 445.7893 |  | 8.9158 | 88% |  |  | Industrial Solid Fuels Dryer | Coal | Coal | [44 empty] | Hot water cylinder | 314 | Industry | CHP | #REF! | #REF! | 0
[31 empty] | Industrial Solid Fuels Furnace | Solid Fuels | Solid Fuels | [44 empty] | Hot water cylinder | 315 | Industry | Oven | #REF! | #REF! | 0
[31 empty] | Industrial Solid Fuels Furnace | Coal | Coal | [44 empty] | Hot water cylinder | 316 | Industry | Furnace | #REF! | #REF! | 0
[31 empty] | Industrial Solid Fuels Other Kiln | Solid Fuels | Solid Fuels | [44 empty] | Hot water cylinder | 317 | Industry | Dryer | #REF! | #REF! | 0
[31 empty] | Industrial Solid Fuels Other Kiln | Coal | Coal | [44 empty] | Hot water cylinder | 318 | Industry | Boiler | #REF! | #REF! | 0
[31 empty] | Industrial Solid Fuels Oven | Solid Fuels | Solid Fuels | [44 empty] | Hot water cylinder | 319 | Industry | CHP | #REF! | #REF! | 0
[31 empty] | Industrial Solid Fuels Oven | Coal | Coal | [44 empty] | Hot water cylinder | 320 | Industry | Furnace | #REF! | #REF! | 0
[78 empty] | Hot water cylinder | 321 | Industry | Cement/Lime Kiln | #REF! | #REF! | 0
[78 empty] | Hot water cylinder | 322 | Industry | Furnace | #REF! | #REF! | 0
[78 empty] | Hot water cylinder | 323 | Industry | Dryer | #REF! | #REF! | 0
[78 empty] | Hot water cylinder | 324 | Industry | Boiler | #REF! | #REF! | 0
[78 empty] | Hot water cylinder | 325 | Industry | CHP | #REF! | #REF! | 0
[78 empty] | Hot water cylinder | 326 | Industry | Furnace | #REF! | #REF! | 0
[78 empty] | Hot water cylinder | 327 | Industry | Boiler | #REF! | #REF! | 0
[78 empty] | Hot water cylinder | 328 | Industry | Dryer | #REF! | #REF! | 0
[78 empty] | Hot water cylinder | 329 | Industry | Other Kiln | #REF! | #REF! | 0
[78 empty] | Hot water cylinder | 330 | Industry | Boiler | #REF! | #REF! | 0
[78 empty] | Hot water cylinder | 331 | Industry | Dryer | #REF! | #REF! | 0
[78 empty] | Hot water cylinder | 332 | Industry | Boiler | #REF! | #REF! | 0
[78 empty] | Hot water cylinder | 333 | Industry | CHP | #REF! | #REF! | 0
[78 empty] | Hot water cylinder | 334 | Industry | Oven | #REF! | #REF! | 0
[78 empty] | Hot water cylinder | 335 | Industry | Dryer | #REF! | #REF! | 0
[78 empty] | Hot water cylinder | 336 | Industry | Cement/Lime Kiln | #REF! | #REF! | 0
[78 empty] | Hot water cylinder | 337 | Industry | Other Kiln | #REF! | #REF! | 0
[78 empty] | Hot water cylinder | 338 | Industry | Furnace | #REF! | #REF! | 0
[78 empty] | Hot water cylinder | 339 | Industry | Dryer | #REF! | #REF! | 0
[78 empty] | Hot water cylinder | 340 | Industry | Other Kiln | #REF! | #REF! | 0
[78 empty] | Hot water cylinder | 341 | Industry | Boiler | #REF! | #REF! | 0
[78 empty] | Hot water cylinder | 342 | Industry | CHP | #REF! | #REF! | 0
[78 empty] | Hot water cylinder | 343 | Industry | Oven | #REF! | #REF! | 0
[78 empty] | Hot water cylinder | 344 | Industry | Furnace | #REF! | #REF! | 0
[78 empty] | Hot water cylinder | 345 | Industry | Dryer | #REF! | #REF! | 0
[78 empty] | Hot water cylinder | 346 | Industry | Boiler | #REF! | #REF! | 0
[78 empty] | Hot water cylinder | 347 | Industry | CHP | #REF! | #REF! | 0
[78 empty] | Hot water cylinder | 348 | Industry | Oven | #REF! | #REF! | 0
[78 empty] | Hot water cylinder | 349 | Industry | Furnace | #REF! | #REF! | 0
[78 empty] | Hot water cylinder | 350 | Industry | Dryer | #REF! | #REF! | 0
[78 empty] | Hot water cylinder | 351 | Industry | Boiler | #REF! | #REF! | 0
[78 empty] | Hot water cylinder | 352 | Industry | CHP | #REF! | #REF! | 0
[78 empty] | Hot water cylinder | 353 | Industry | Furnace | #REF! | #REF! | 0
[78 empty] | Hot water cylinder | 354 | Industry | Cement/Lime Kiln | #REF! | #REF! | 0
[78 empty] | Hot water cylinder | 355 | Industry | Furnace | #REF! | #REF! | 0
[78 empty] | Hot water cylinder | 356 | Industry | Dryer | #REF! | #REF! | 0
[78 empty] | Hot water cylinder | 357 | Industry | Boiler | #REF! | #REF! | 0
[78 empty] | Hot water cylinder | 358 | Industry | CHP | #REF! | #REF! | 0
[78 empty] | Hot water cylinder | 359 | Industry | Furnace | #REF! | #REF! | 0
[78 empty] | Hot water cylinder | 360 | Industry | Boiler | #REF! | #REF! | 0
[78 empty] | Hot water cylinder | 361 | Industry | Dryer | #REF! | #REF! | 0
[78 empty] | Hot water cylinder | 362 | Industry | Other Kiln | #REF! | #REF! | 0
[78 empty] | Hot water cylinder | 363 | Industry | Boiler | #REF! | #REF! | 0
[78 empty] | Hot water cylinder | 364 | Industry | Dryer | #REF! | #REF! | 0
[78 empty] | Hot water cylinder | 365 | Industry | Boiler | #REF! | #REF! | 0
[78 empty] | Hot water cylinder | 366 | Industry | CHP | #REF! | #REF! | 0
[78 empty] | Hot water cylinder | 367 | Industry | Oven | #REF! | #REF! | 0
[78 empty] | Hot water cylinder | 368 | Industry | Dryer | #REF! | #REF! | 0
[78 empty] | Hot water cylinder | 369 | Industry | Cement/Lime Kiln | #REF! | #REF! | 0
[78 empty] | Hot water cylinder | 370 | Industry | Other Kiln | #REF! | #REF! | 0
[78 empty] | Hot water cylinder | 371 | Industry | Furnace | #REF! | #REF! | 0
[78 empty] | Hot water cylinder | 372 | Industry | Dryer | #REF! | #REF! | 0
[78 empty] | Hot water cylinder | 373 | Industry | Other Kiln | #REF! | #REF! | 0
[78 empty] | Hot water cylinder | 374 | Industry | Boiler | #REF! | #REF! | 0
[78 empty] | Hot water cylinder | 375 | Industry | CHP | #REF! | #REF! | 0
[78 empty] | Hot water cylinder | 376 | Industry | Oven | #REF! | #REF! | 0
[78 empty] | Hot water cylinder | 377 | Industry | Furnace | #REF! | #REF! | 0
[78 empty] | Hot water cylinder | 378 | Industry | Dryer | #REF! | #REF! | 0
[78 empty] | Hot water cylinder | 379 | Industry | Boiler | #REF! | #REF! | 0
[78 empty] | Hot water cylinder | 380 | Industry | CHP | #REF! | #REF! | 0
[78 empty] | Hot water cylinder | 381 | Industry | Oven | #REF! | #REF! | 0
[78 empty] | Hot water cylinder | 382 | Industry | Furnace | #REF! | #REF! | 0
[78 empty] | Hot water cylinder | 383 | Industry | Dryer | #REF! | #REF! | 0
[78 empty] | Hot water cylinder | 384 | Industry | Boiler | #REF! | #REF! | 0
[78 empty] | Hot water cylinder | 385 | Industry | CHP | #REF! | #REF! | 0
[78 empty] | Hot water cylinder | 386 | Industry | Furnace | #REF! | #REF! | 0
[78 empty] | Hot water cylinder | 387 | Industry | Cement/Lime Kiln | #REF! | #REF! | 0
[78 empty] | Hot water cylinder | 388 | Industry | Furnace | #REF! | #REF! | 0
[78 empty] | Hot water cylinder | 389 | Industry | Dryer | #REF! | #REF! | 0
[78 empty] | Hot water cylinder | 390 | Industry | Boiler | #REF! | #REF! | 0
[78 empty] | Hot water cylinder | 391 | Industry | CHP | #REF! | #REF! | 0
[78 empty] | Hot water cylinder | 392 | Industry | Furnace | #REF! | #REF! | 0
[78 empty] | Hot water cylinder | 393 | Industry | Boiler | #REF! | #REF! | 0
[78 empty] | Hot water cylinder | 394 | Industry | Dryer | #REF! | #REF! | 0
[78 empty] | Hot water cylinder | 395 | Industry | Other Kiln | #REF! | #REF! | 0
[78 empty] | Hot water cylinder | 396 | Industry | Boiler | #REF! | #REF! | 0
[78 empty] | Hot water cylinder | 397 | Industry | Dryer | #REF! | #REF! | 0
[78 empty] | Hot water cylinder | 398 | Industry | Boiler | #REF! | #REF! | 0
[78 empty] | Hot water cylinder | 399 | Industry | CHP | #REF! | #REF! | 0
[78 empty] | Hot water cylinder | 400 | Industry | Oven | #REF! | #REF! | 0
[78 empty] | Hot water cylinder | 401 | Industry | Dryer | #REF! | #REF! | 0
[78 empty] | Hot water cylinder | 402 | Industry | Cement/Lime Kiln | #REF! | #REF! | 0
[78 empty] | Hot water cylinder | 403 | Industry | Other Kiln | #REF! | #REF! | 0
[78 empty] | Hot water cylinder | 404 | Industry | Furnace | #REF! | #REF! | 0
[78 empty] | Hot water cylinder | 405 | Industry | Dryer | #REF! | #REF! | 0
[78 empty] | Hot water cylinder | 406 | Industry | Other Kiln | #REF! | #REF! | 0
[78 empty] | Hot water cylinder | 407 | Industry | Boiler | #REF! | #REF! | 0
[78 empty] | Hot water cylinder | 408 | Industry | CHP | #REF! | #REF! | 0
[78 empty] | Hot water cylinder | 409 | Industry | Oven | #REF! | #REF! | 0
[78 empty] | Hot water cylinder | 410 | Industry | Furnace | #REF! | #REF! | 0
[78 empty] | Hot water cylinder | 411 | Industry | Dryer | #REF! | #REF! | 0
[78 empty] | Hot water cylinder | 412 | Industry | Boiler | #REF! | #REF! | 0
[78 empty] | Hot water cylinder | 413 | Industry | CHP | #REF! | #REF! | 0
[78 empty] | Hot water cylinder | 414 | Industry | Oven | #REF! | #REF! | 0
[78 empty] | Hot water cylinder | 415 | Industry | Furnace | #REF! | #REF! | 0
[78 empty] | Hot water cylinder | 416 | Industry | Dryer | #REF! | #REF! | 0
[78 empty] | Hot water cylinder | 417 | Industry | Boiler | #REF! | #REF! | 0
[78 empty] | Hot water cylinder | 418 | Industry | CHP | #REF! | #REF! | 0
[78 empty] | Hot water cylinder | 419 | Industry | Furnace | #REF! | #REF! | 0
[78 empty] | Hot water cylinder | 420 | Industry | Cement/Lime Kiln | #REF! | #REF! | 0
[78 empty] | Hot water cylinder | 421 | Industry | Furnace | #REF! | #REF! | 0
[78 empty] | Hot water cylinder | 422 | Industry | Dryer | #REF! | #REF! | 0
[78 empty] | Hot water cylinder | 423 | Industry | Boiler | #REF! | #REF! | 0
[78 empty] | Hot water cylinder | 424 | Industry | CHP | #REF! | #REF! | 0
[78 empty] | Hot water cylinder | 425 | Industry | Furnace | #REF! | #REF! | 0
[78 empty] | Hot water cylinder | 426 | Industry | Boiler | #REF! | #REF! | 0
[78 empty] | Hot water cylinder | 427 | Industry | Dryer | #REF! | #REF! | 0
[78 empty] | Hot water cylinder | 428 | Industry | Other Kiln | #REF! | #REF! | 0
[78 empty] | Hot water cylinder | 429 | Industry | Boiler | #REF! | #REF! | 0
[78 empty] | Hot water cylinder | 430 | Industry | Dryer | #REF! | #REF! | 0
[78 empty] | Hot water cylinder | 431 | Industry | Boiler | #REF! | #REF! | 0
[78 empty] | Hot water cylinder | 432 | Industry | CHP | #REF! | #REF! | 0
[78 empty] | Hot water cylinder | 433 | Industry | Oven | #REF! | #REF! | 0
[78 empty] | Hot water cylinder | 434 | Industry | Dryer | #REF! | #REF! | 0
[78 empty] | Hot water cylinder | 435 | Industry | Cement/Lime Kiln | #REF! | #REF! | 0
[78 empty] | Hot water cylinder | 436 | Industry | Other Kiln | #REF! | #REF! | 0
[78 empty] | Hot water cylinder | 437 | Industry | Furnace | #REF! | #REF! | 0
[78 empty] | Hot water cylinder | 438 | Industry | Dryer | #REF! | #REF! | 0
[78 empty] | Hot water cylinder | 439 | Industry | Other Kiln | #REF! | #REF! | 0
[78 empty] | Hot water cylinder | 440 | Industry | Boiler | #REF! | #REF! | 0
[78 empty] | Hot water cylinder | 441 | Industry | CHP | #REF! | #REF! | 0
[78 empty] | Hot water cylinder | 442 | Industry | Oven | #REF! | #REF! | 0
[78 empty] | Hot water cylinder | 443 | Industry | Furnace | #REF! | #REF! | 0
[78 empty] | Hot water cylinder | 444 | Industry | Dryer | #REF! | #REF! | 0
[78 empty] | Hot water cylinder | 445 | Industry | Boiler | #REF! | #REF! | 0
[78 empty] | Hot water cylinder | 446 | Industry | CHP | #REF! | #REF! | 0
[78 empty] | Hot water cylinder | 447 | Industry | Oven | #REF! | #REF! | 0
[78 empty] | Hot water cylinder | 448 | Industry | Furnace | #REF! | #REF! | 0
[78 empty] | Hot water cylinder | 449 | Industry | Dryer | #REF! | #REF! | 0
[78 empty] | Hot water cylinder | 450 | Industry | Boiler | #REF! | #REF! | 0
[78 empty] | Hot water cylinder | 451 | Industry | CHP | #REF! | #REF! | 0
[78 empty] | Hot water cylinder | 452 | Industry | Furnace | #REF! | #REF! | 0
[78 empty] | Hot water cylinder | 453 | Industry | Cement/Lime Kiln | #REF! | #REF! | 0
[78 empty] | Hot water cylinder | 454 | Industry | Furnace | #REF! | #REF! | 0
[78 empty] | Hot water cylinder | 455 | Industry | Dryer | #REF! | #REF! | 0
[78 empty] | Hot water cylinder | 456 | Industry | Boiler | #REF! | #REF! | 0
[78 empty] | Hot water cylinder | 457 | Industry | CHP | #REF! | #REF! | 0
[78 empty] | Hot water cylinder | 458 | Industry | Furnace | #REF! | #REF! | 0
[78 empty] | Hot water cylinder | 459 | Industry | Boiler | #REF! | #REF! | 0
[78 empty] | Hot water cylinder | 460 | Industry | Dryer | #REF! | #REF! | 0
[78 empty] | Hot water cylinder | 461 | Industry | Other Kiln | #REF! | #REF! | 0
[78 empty] | Hot water cylinder | 462 | Industry | Boiler | #REF! | #REF! | 0
[78 empty] | Hot water cylinder | 463 | Industry | Dryer | #REF! | #REF! | 0
[78 empty] | Hot water cylinder | 464 | Industry | Boiler | #REF! | #REF! | 0
[78 empty] | Hot water cylinder | 465 | Industry | CHP | #REF! | #REF! | 0
[78 empty] | Hot water cylinder | 466 | Industry | Oven | #REF! | #REF! | 0
[78 empty] | Hot water cylinder | 467 | Industry | Dryer | #REF! | #REF! | 0
[78 empty] | Hot water cylinder | 468 | Industry | Cement/Lime Kiln | #REF! | #REF! | 0
[78 empty] | Hot water cylinder | 469 | Industry | Other Kiln | #REF! | #REF! | 0
[78 empty] | Hot water cylinder | 470 | Industry | Furnace | #REF! | #REF! | 0
[78 empty] | Hot water cylinder | 471 | Industry | Dryer | #REF! | #REF! | 0
[78 empty] | Hot water cylinder | 472 | Industry | Other Kiln | #REF! | #REF! | 0
[78 empty] | Hot water cylinder | 473 | Industry | Boiler | #REF! | #REF! | 0
[78 empty] | Hot water cylinder | 474 | Industry | CHP | #REF! | #REF! | 0
[78 empty] | Hot water cylinder | 475 | Industry | Oven | #REF! | #REF! | 0
[78 empty] | Hot water cylinder | 476 | Industry | Furnace | #REF! | #REF! | 0
[78 empty] | Hot water cylinder | 477 | Industry | Dryer | #REF! | #REF! | 0
[78 empty] | Hot water cylinder | 478 | Industry | Boiler | #REF! | #REF! | 0
[78 empty] | Hot water cylinder | 479 | Industry | CHP | #REF! | #REF! | 0
[78 empty] | Hot water cylinder | 480 | Industry | Oven | #REF! | #REF! | 0
[78 empty] | Hot water cylinder | 481 | Industry | Furnace | #REF! | #REF! | 0
[78 empty] | Hot water cylinder | 482 | Industry | Dryer | #REF! | #REF! | 0
[78 empty] | Hot water cylinder | 483 | Industry | Boiler | #REF! | #REF! | 0
[78 empty] | Hot water cylinder | 484 | Industry | CHP | #REF! | #REF! | 0
[78 empty] | Hot water cylinder | 485 | Industry | Furnace | #REF! | #REF! | 0
[78 empty] | Hot water cylinder | 486 | Industry | Cement/Lime Kiln | #REF! | #REF! | 0
[78 empty] | Hot water cylinder | 487 | Industry | Furnace | #REF! | #REF! | 0
[78 empty] | Hot water cylinder | 488 | Industry | Dryer | #REF! | #REF! | 0
[78 empty] | Hot water cylinder | 489 | Industry | Boiler | #REF! | #REF! | 0
[78 empty] | Hot water cylinder | 490 | Industry | CHP | #REF! | #REF! | 0
[78 empty] | Hot water cylinder | 491 | Industry | Furnace | #REF! | #REF! | 0
[78 empty] | Hot water cylinder | 492 | Industry | Boiler | #REF! | #REF! | 0
[78 empty] | Hot water cylinder | 493 | Industry | Dryer | #REF! | #REF! | 0
[78 empty] | Hot water cylinder | 494 | Industry | Other Kiln | #REF! | #REF! | 0
[78 empty] | Hot water cylinder | 495 | Industry | Boiler | #REF! | #REF! | 0
[78 empty] | Hot water cylinder | 496 | Industry | Dryer | #REF! | #REF! | 0
[78 empty] | Hot water cylinder | 497 | Industry | Boiler | #REF! | #REF! | 0
[78 empty] | Hot water cylinder | 498 | Industry | CHP | #REF! | #REF! | 0
[78 empty] | Hot water cylinder | 499 | Industry | Oven | #REF! | #REF! | 0
[78 empty] | Hot water cylinder | 500 | Industry | Dryer | #REF! | #REF! | 0
[78 empty] | Hot water cylinder | 501 | Industry | Cement/Lime Kiln | #REF! | #REF! | 0
[78 empty] | Hot water cylinder | 502 | Industry | Other Kiln | #REF! | #REF! | 0
[78 empty] | Hot water cylinder | 503 | Industry | Furnace | #REF! | #REF! | 0
[78 empty] | Hot water cylinder | 504 | Industry | Dryer | #REF! | #REF! | 0
[78 empty] | Hot water cylinder | 505 | Industry | Other Kiln | #REF! | #REF! | 0
[78 empty] | Hot water cylinder | 506 | Industry | Boiler | #REF! | #REF! | 0
[78 empty] | Hot water cylinder | 507 | Industry | CHP | #REF! | #REF! | 0
[78 empty] | Hot water cylinder | 508 | Industry | Oven | #REF! | #REF! | 0
[78 empty] | Hot water cylinder | 509 | Industry | Furnace | #REF! | #REF! | 0
[78 empty] | Hot water cylinder | 510 | Industry | Dryer | #REF! | #REF! | 0
[78 empty] | Hot water cylinder | 511 | Industry | Boiler | #REF! | #REF! | 0
[78 empty] | Hot water cylinder | 512 | Industry | CHP | #REF! | #REF! | 0
[78 empty] | Hot water cylinder | 513 | Industry | Oven | #REF! | #REF! | 0
[78 empty] | Hot water cylinder | 514 | Industry | Furnace | #REF! | #REF! | 0
[78 empty] | Hot water cylinder | 515 | Industry | Dryer | #REF! | #REF! | 0
[78 empty] | Hot water cylinder | 516 | Industry | Boiler | #REF! | #REF! | 0
[78 empty] | Hot water cylinder | 517 | Industry | CHP | #REF! | #REF! | 0
[78 empty] | Hot water cylinder | 518 | Industry | Furnace | #REF! | #REF! | 0
[78 empty] | Hot water cylinder | 519 | Industry | Cement/Lime Kiln | #REF! | #REF! | 0
[78 empty] | Hot water cylinder | 520 | Industry | Furnace | #REF! | #REF! | 0
[78 empty] | Hot water cylinder | 521 | Industry | Dryer | #REF! | #REF! | 0
[78 empty] | Hot water cylinder | 522 | Industry | Boiler | #REF! | #REF! | 0
[78 empty] | Hot water cylinder | 523 | Industry | CHP | #REF! | #REF! | 0
[78 empty] | Hot water cylinder | 524 | Industry | Furnace | #REF! | #REF! | 0
[78 empty] | Hot water cylinder | 525 | Industry | Boiler | #REF! | #REF! | 0
[78 empty] | Hot water cylinder | 526 | Industry | Dryer | #REF! | #REF! | 0
[78 empty] | Hot water cylinder | 527 | Industry | Other Kiln | #REF! | #REF! | 0
[78 empty] | Hot water cylinder | 528 | Industry | Boiler | #REF! | #REF! | 0
[78 empty] | Hot water cylinder | 529 | Industry | Dryer | #REF! | #REF! | 0
[78 empty] | Hot water cylinder | 530 | Industry | Boiler | #REF! | #REF! | 0
[78 empty] | Hot water cylinder | 531 | Industry | CHP | #REF! | #REF! | 0
[78 empty] | Hot water cylinder | 532 | Industry | Oven | #REF! | #REF! | 0
[78 empty] | Hot water cylinder | 533 | Industry | Dryer | #REF! | #REF! | 0
[78 empty] | Hot water cylinder | 534 | Industry | Cement/Lime Kiln | #REF! | #REF! | 0
[78 empty] | Hot water cylinder | 535 | Industry | Other Kiln | #REF! | #REF! | 0
[78 empty] | Hot water cylinder | 536 | Industry | Furnace | #REF! | #REF! | 0
[78 empty] | Hot water cylinder | 537 | Industry | Dryer | #REF! | #REF! | 0
[78 empty] | Hot water cylinder | 538 | Industry | Other Kiln | #REF! | #REF! | 0
[78 empty] | Hot water cylinder | 539 | Industry | Boiler | #REF! | #REF! | 0
[78 empty] | Hot water cylinder | 540 | Industry | CHP | #REF! | #REF! | 0
[78 empty] | Hot water cylinder | 541 | Industry | Oven | #REF! | #REF! | 0
[78 empty] | Hot water cylinder | 542 | Industry | Furnace | #REF! | #REF! | 0
[78 empty] | Hot water cylinder | 543 | Industry | Dryer | #REF! | #REF! | 0
[78 empty] | Hot water cylinder | 544 | Industry | Boiler | #REF! | #REF! | 0
[78 empty] | Hot water cylinder | 545 | Industry | CHP | #REF! | #REF! | 0
[78 empty] | Hot water cylinder | 546 | Industry | Oven | #REF! | #REF! | 0
[78 empty] | Hot water cylinder | 547 | Industry | Furnace | #REF! | #REF! | 0
[78 empty] | Hot water cylinder | 548 | Industry | Dryer | #REF! | #REF! | 0
[78 empty] | Hot water cylinder | 549 | Industry | Boiler | #REF! | #REF! | 0
[78 empty] | Hot water cylinder | 550 | Industry | CHP | #REF! | #REF! | 0
[78 empty] | Hot water cylinder | 551 | Industry | Furnace | #REF! | #REF! | 0
[78 empty] | Hot water cylinder | 552 | Industry | Cement/Lime Kiln | #REF! | #REF! | 0
[78 empty] | Hot water cylinder | 553 | Industry | Furnace | #REF! | #REF! | 0
[78 empty] | Hot water cylinder | 554 | Industry | Dryer | #REF! | #REF! | 0
[78 empty] | Hot water cylinder | 555 | Industry | Boiler | #REF! | #REF! | 0
[78 empty] | Hot water cylinder | 556 | Industry | CHP | #REF! | #REF! | 0
[78 empty] | Hot water cylinder | 557 | Industry | Furnace | #REF! | #REF! | 0
[78 empty] | Hot water cylinder | 558 | Industry | Boiler | #REF! | #REF! | 0
[78 empty] | Hot water cylinder | 559 | Industry | Dryer | #REF! | #REF! | 0
[78 empty] | Hot water cylinder | 560 | Industry | Other Kiln | #REF! | #REF! | 0
[78 empty] | Hot water cylinder | 561 | Industry | Boiler | #REF! | #REF! | 0
[78 empty] | Hot water cylinder | 562 | Industry | Dryer | #REF! | #REF! | 0
[78 empty] | Hot water cylinder | 563 | Industry | Boiler | #REF! | #REF! | 0
[78 empty] | Hot water cylinder | 564 | Industry | CHP | #REF! | #REF! | 0
[78 empty] | Hot water cylinder | 565 | Industry | Oven | #REF! | #REF! | 0
[78 empty] | Hot water cylinder | 566 | Industry | Dryer | #REF! | #REF! | 0
[78 empty] | Hot water cylinder | 567 | Industry | Cement/Lime Kiln | #REF! | #REF! | 0
[78 empty] | Hot water cylinder | 568 | Industry | Other Kiln | #REF! | #REF! | 0
[78 empty] | Hot water cylinder | 569 | Industry | Furnace | #REF! | #REF! | 0
[78 empty] | Hot water cylinder | 570 | Industry | Dryer | #REF! | #REF! | 0
[78 empty] | Hot water cylinder | 571 | Industry | Other Kiln | #REF! | #REF! | 0
[78 empty] | Hot water cylinder | 572 | Industry | Boiler | #REF! | #REF! | 0
[78 empty] | Hot water cylinder | 573 | Industry | CHP | #REF! | #REF! | 0
[78 empty] | Hot water cylinder | 574 | Industry | Oven | #REF! | #REF! | 0
[78 empty] | Hot water cylinder | 575 | Industry | Furnace | #REF! | #REF! | 0
[78 empty] | Hot water cylinder | 576 | Industry | Dryer | #REF! | #REF! | 0
[78 empty] | Hot water cylinder | 577 | Industry | Boiler | #REF! | #REF! | 0
[78 empty] | Hot water cylinder | 578 | Industry | CHP | #REF! | #REF! | 0
[78 empty] | Hot water cylinder | 579 | Industry | Oven | #REF! | #REF! | 0
[78 empty] | Hot water cylinder | 580 | Industry | Furnace | #REF! | #REF! | 0
[78 empty] | Hot water cylinder | 581 | Industry | Dryer | #REF! | #REF! | 0
[78 empty] | Hot water cylinder | 582 | Industry | Boiler | #REF! | #REF! | 0
[78 empty] | Hot water cylinder | 583 | Industry | CHP | #REF! | #REF! | 0
[78 empty] | Hot water cylinder | 584 | Industry | Furnace | #REF! | #REF! | 0
[78 empty] | Hot water cylinder | 585 | Industry | Cement/Lime Kiln | #REF! | #REF! | 0
[78 empty] | Hot water cylinder | 586 | Industry | Furnace | #REF! | #REF! | 0
[78 empty] | Hot water cylinder | 587 | Industry | Dryer | #REF! | #REF! | 0
[78 empty] | Hot water cylinder | 588 | Industry | Boiler | #REF! | #REF! | 0
[78 empty] | Hot water cylinder | 589 | Industry | CHP | #REF! | #REF! | 0
[78 empty] | Hot water cylinder | 590 | Industry | Furnace | #REF! | #REF! | 0
[78 empty] | Hot water cylinder | 591 | Industry | Boiler | #REF! | #REF! | 0
[78 empty] | Hot water cylinder | 592 | Industry | Dryer | #REF! | #REF! | 0
[78 empty] | Hot water cylinder | 593 | Industry | Other Kiln | #REF! | #REF! | 0
[78 empty] | Hot water cylinder | 594 | Industry | Boiler | #REF! | #REF! | 0
[78 empty] | Hot water cylinder | 595 | Industry | Dryer | #REF! | #REF! | 0
[78 empty] | Hot water cylinder | 596 | Industry | Boiler | #REF! | #REF! | 0
[78 empty] | Hot water cylinder | 597 | Industry | CHP | #REF! | #REF! | 0
[78 empty] | Hot water cylinder | 598 | Industry | Oven | #REF! | #REF! | 0
[78 empty] | Hot water cylinder | 599 | Industry | Dryer | #REF! | #REF! | 0
[78 empty] | Hot water cylinder | 600 | Industry | Cement/Lime Kiln | #REF! | #REF! | 0
[78 empty] | Hot water cylinder | 601 | Industry | Other Kiln | #REF! | #REF! | 0
[78 empty] | Hot water cylinder | 602 | Industry | Furnace | #REF! | #REF! | 0
[78 empty] | Hot water cylinder | 603 | Industry | Dryer | #REF! | #REF! | 0
[78 empty] | Hot water cylinder | 604 | Industry | Other Kiln | #REF! | #REF! | 0
[78 empty] | Hot water cylinder | 605 | Industry | Boiler | #REF! | #REF! | 0
[78 empty] | Hot water cylinder | 606 | Industry | CHP | #REF! | #REF! | 0
[78 empty] | Hot water cylinder | 607 | Industry | Oven | #REF! | #REF! | 0
[78 empty] | Hot water cylinder | 608 | Industry | Furnace | #REF! | #REF! | 0
[78 empty] | Hot water cylinder | 609 | Industry | Dryer | #REF! | #REF! | 0
[78 empty] | Hot water cylinder | 610 | Industry | Boiler | #REF! | #REF! | 0
[78 empty] | Hot water cylinder | 611 | Industry | CHP | #REF! | #REF! | 0
[78 empty] | Hot water cylinder | 612 | Industry | Oven | #REF! | #REF! | 0
[78 empty] | Hot water cylinder | 613 | Industry | Furnace | #REF! | #REF! | 0
[78 empty] | Hot water cylinder | 614 | Industry | Dryer | #REF! | #REF! | 0
[78 empty] | Hot water cylinder | 615 | Industry | Boiler | #REF! | #REF! | 0
[78 empty] | Hot water cylinder | 616 | Industry | CHP | #REF! | #REF! | 0
[78 empty] | Hot water cylinder | 617 | Industry | Furnace | #REF! | #REF! | 0
[78 empty] | Hot water cylinder | 618 | Industry | Cement/Lime Kiln | #REF! | #REF! | 0
[78 empty] | Hot water cylinder | 619 | Industry | Furnace | #REF! | #REF! | 0
[78 empty] | Hot water cylinder | 620 | Industry | Dryer | #REF! | #REF! | 0
[78 empty] | Hot water cylinder | 621 | Industry | Boiler | #REF! | #REF! | 0
[78 empty] | Hot water cylinder | 622 | Industry | CHP | #REF! | #REF! | 0
[78 empty] | Hot water cylinder | 623 | Industry | Furnace | #REF! | #REF! | 0
[78 empty] | Hot water cylinder | 624 | Industry | Boiler | #REF! | #REF! | 0
[78 empty] | Hot water cylinder | 625 | Industry | Dryer | #REF! | #REF! | 0
[78 empty] | Hot water cylinder | 626 | Industry | Other Kiln | #REF! | #REF! | 0
[78 empty] | Hot water cylinder | 627 | Industry | Boiler | #REF! | #REF! | 0
[78 empty] | Hot water cylinder | 628 | Industry | Dryer | #REF! | #REF! | 0
[78 empty] | Hot water cylinder | 629 | Industry | Boiler | #REF! | #REF! | 0
[78 empty] | Hot water cylinder | 630 | Industry | CHP | #REF! | #REF! | 0
[78 empty] | Hot water cylinder | 631 | Industry | Oven | #REF! | #REF! | 0
[78 empty] | Hot water cylinder | 632 | Industry | Dryer | #REF! | #REF! | 0
[78 empty] | Hot water cylinder | 633 | Industry | Cement/Lime Kiln | #REF! | #REF! | 0
[78 empty] | Hot water cylinder | 634 | Industry | Other Kiln | #REF! | #REF! | 0
[78 empty] | Hot water cylinder | 635 | Industry | Furnace | #REF! | #REF! | 0
[78 empty] | Hot water cylinder | 636 | Industry | Dryer | #REF! | #REF! | 0
[78 empty] | Hot water cylinder | 637 | Industry | Other Kiln | #REF! | #REF! | 0
[78 empty] | Hot water cylinder | 638 | Industry | Boiler | #REF! | #REF! | 0
[78 empty] | Hot water cylinder | 639 | Industry | CHP | #REF! | #REF! | 0
[78 empty] | Hot water cylinder | 640 | Industry | Oven | #REF! | #REF! | 0
[78 empty] | Hot water cylinder | 641 | Industry | Furnace | #REF! | #REF! | 0
[78 empty] | Hot water cylinder | 642 | Industry | Dryer | #REF! | #REF! | 0
[78 empty] | Hot water cylinder | 643 | Industry | Boiler | #REF! | #REF! | 0
[78 empty] | Hot water cylinder | 644 | Industry | CHP | #REF! | #REF! | 0
[78 empty] | Hot water cylinder | 645 | Industry | Oven | #REF! | #REF! | 0
[78 empty] | Hot water cylinder | 646 | Industry | Furnace | #REF! | #REF! | 0
[78 empty] | Hot water cylinder | 647 | Industry | Dryer | #REF! | #REF! | 0
[78 empty] | Hot water cylinder | 648 | Industry | Boiler | #REF! | #REF! | 0
[78 empty] | Hot water cylinder | 649 | Industry | CHP | #REF! | #REF! | 0
[78 empty] | Hot water cylinder | 650 | Industry | Furnace | #REF! | #REF! | 0
[78 empty] | Hot water cylinder | 651 | Industry | Cement/Lime Kiln | #REF! | #REF! | 0
[78 empty] | Hot water cylinder | 652 | Industry | Furnace | #REF! | #REF! | 0
[78 empty] | Hot water cylinder | 653 | Industry | Dryer | #REF! | #REF! | 0
[78 empty] | Hot water cylinder | 654 | Industry | Boiler | #REF! | #REF! | 0
[78 empty] | Hot water cylinder | 655 | Industry | CHP | #REF! | #REF! | 0
[78 empty] | Hot water cylinder | 656 | Industry | Furnace | #REF! | #REF! | 0
[78 empty] | Hot water cylinder | 657 | Industry | Boiler | #REF! | #REF! | 0
[78 empty] | Hot water cylinder | 658 | Industry | Dryer | #REF! | #REF! | 0
[78 empty] | Hot water cylinder | 659 | Industry | Other Kiln | #REF! | #REF! | 0
[78 empty] | Hot water cylinder | 660 | Industry | Boiler | #REF! | #REF! | 0
[78 empty] | Hot water cylinder | 661 | Industry | Dryer | #REF! | #REF! | 0
[78 empty] | Hot water cylinder | 662 | Industry | Boiler | #REF! | #REF! | 0
[78 empty] | Hot water cylinder | 663 | Industry | CHP | #REF! | #REF! | 0
[78 empty] | Hot water cylinder | 664 | Industry | Oven | #REF! | #REF! | 0
[78 empty] | Hot water cylinder | 665 | Industry | Dryer | #REF! | #REF! | 0
[78 empty] | Hot water cylinder | 666 | Industry | Cement/Lime Kiln | #REF! | #REF! | 0
[78 empty] | Hot water cylinder | 667 | Industry | Other Kiln | #REF! | #REF! | 0
[78 empty] | Hot water cylinder | 668 | Industry | Furnace | #REF! | #REF! | 0
[78 empty] | Hot water cylinder | 669 | Industry | Dryer | #REF! | #REF! | 0
[78 empty] | Hot water cylinder | 670 | Industry | Other Kiln | #REF! | #REF! | 0
[78 empty] | Hot water cylinder | 671 | Industry | Boiler | #REF! | #REF! | 0
[78 empty] | Hot water cylinder | 672 | Industry | CHP | #REF! | #REF! | 0
[78 empty] | Hot water cylinder | 673 | Industry | Oven | #REF! | #REF! | 0
[78 empty] | Hot water cylinder | 674 | Industry | Furnace | #REF! | #REF! | 0
[78 empty] | Hot water cylinder | 675 | Industry | Dryer | #REF! | #REF! | 0
[78 empty] | Hot water cylinder | 676 | Industry | Boiler | #REF! | #REF! | 0
[78 empty] | Hot water cylinder | 677 | Industry | CHP | #REF! | #REF! | 0
[78 empty] | Hot water cylinder | 678 | Industry | Oven | #REF! | #REF! | 0
[78 empty] | Hot water cylinder | 679 | Industry | Furnace | #REF! | #REF! | 0
[78 empty] | Hot water cylinder | 680 | Industry | Dryer | #REF! | #REF! | 0
[78 empty] | Communal distribution system | 1 | Commercial | Electric heating |  | #REF! | 0
[78 empty] | Communal distribution system | 2 | Commercial | Electric heating |  | #REF! | 0
[78 empty] | Communal distribution system | 3 | Commercial | Gas boiler |  | #REF! | 0
[78 empty] | Communal distribution system | 4 | Commercial | Gas boiler |  | #REF! | 0
[78 empty] | Communal distribution system | 5 | Commercial | Gas boiler |  | #REF! | 0
[78 empty] | Communal distribution system | 6 | Commercial | Oil boiler |  | #REF! | 0
[78 empty] | Communal distribution system | 7 | Commercial | Oil boiler |  | #REF! | 0
[78 empty] | Communal distribution system | 8 | Commercial | Oil boiler |  | #REF! | 0
[78 empty] | Communal distribution system | 9 | Commercial | Oil boiler |  | #REF! | 0
[78 empty] | Communal distribution system | 10 | Commercial | Oil boiler |  | #REF! | 0
[78 empty] | Communal distribution system | 11 | Commercial | Oil boiler |  | #REF! | 0
[78 empty] | Communal distribution system | 12 | Commercial | Electric heating |  | #REF! | 0
[78 empty] | Communal distribution system | 13 | Commercial | Electric heating |  | #REF! | 0
[78 empty] | Communal distribution system | 14 | Commercial | Electric heating |  | #REF! | 0
[78 empty] | Communal distribution system | 15 | Commercial | Electric heating |  | #REF! | 0
[78 empty] | Communal distribution system | 16 | Commercial | Electric heating |  | #REF! | 0
[78 empty] | Communal distribution system | 17 | Commercial | Gas boiler |  | #REF! | 0
[78 empty] | Communal distribution system | 18 | Commercial | Gas boiler |  | #REF! | 0
[78 empty] | Communal distribution system | 19 | Commercial | Gas boiler |  | #REF! | 0
[78 empty] | Communal distribution system | 20 | Commercial | Gas boiler |  | #REF! | 0
[78 empty] | Communal distribution system | 21 | Commercial | Oil boiler |  | #REF! | 0
[78 empty] | Communal distribution system | 22 | Commercial | Oil boiler |  | #REF! | 0
[78 empty] | Communal distribution system | 23 | Commercial | Electric heating |  | #REF! | 0
[78 empty] | Communal distribution system | 24 | Commercial | Electric heating |  | #REF! | 0
[78 empty] | Communal distribution system | 25 | Commercial | Electric heating |  | #REF! | 0
[78 empty] | Communal distribution system | 26 | Commercial | Electric heating |  | #REF! | 0
[78 empty] | Communal distribution system | 27 | Commercial | Electric heating |  | #REF! | 0
[78 empty] | Communal distribution system | 28 | Commercial | Electric heating |  | #REF! | 0
[78 empty] | Communal distribution system | 29 | Commercial | Electric heating |  | #REF! | 0
[78 empty] | Communal distribution system | 30 | Commercial | Electric heating |  | #REF! | 0
[78 empty] | Communal distribution system | 31 | Commercial | Electric heating |  | #REF! | 0
[78 empty] | Communal distribution system | 32 | Commercial | Electric heating |  | #REF! | 0
[78 empty] | Communal distribution system | 33 | Commercial | Electric heating |  | #REF! | 0
[78 empty] | Communal distribution system | 34 | Commercial | Gas boiler |  | #REF! | 0
[78 empty] | Communal distribution system | 35 | Commercial | Gas boiler |  | #REF! | 0
[78 empty] | Communal distribution system | 36 | Commercial | Oil boiler |  | #REF! | 0
[78 empty] | Communal distribution system | 37 | Commercial | Oil boiler |  | #REF! | 0
[78 empty] | Communal distribution system | 38 | Commercial | Oil boiler |  | #REF! | 0
[78 empty] | Communal distribution system | 39 | Commercial | Oil boiler |  | #REF! | 0
[78 empty] | Communal distribution system | 40 | Commercial | Electric heating |  | #REF! | 0
[78 empty] | Communal distribution system | 41 | Commercial | Electric heating |  | #REF! | 0
[78 empty] | Communal distribution system | 42 | Commercial | Electric heating |  | #REF! | 0
[78 empty] | Communal distribution system | 43 | Commercial | Electric heating |  | #REF! | 0
[78 empty] | Communal distribution system | 44 | Commercial | Electric heating |  | #REF! | 0
[78 empty] | Communal distribution system | 45 | Commercial | Electric heating |  | #REF! | 0
[78 empty] | Communal distribution system | 46 | Commercial | Electric heating |  | #REF! | 0
[78 empty] | Communal distribution system | 47 | Commercial | Electric heating |  | #REF! | 0
[78 empty] | Communal distribution system | 48 | Commercial | Electric heating |  | #REF! | 0
[78 empty] | Communal distribution system | 49 | Commercial | Electric heating |  | #REF! | 0
[78 empty] | Communal distribution system | 50 | Commercial | Electric heating |  | #REF! | 0
[78 empty] | Communal distribution system | 51 | Commercial | Electric heating |  | #REF! | 0
[78 empty] | Communal distribution system | 52 | Commercial | Gas boiler |  | #REF! | 0
[78 empty] | Communal distribution system | 53 | Commercial | Gas boiler |  | #REF! | 0
[78 empty] | Communal distribution system | 54 | Commercial | Gas boiler |  | #REF! | 0
[78 empty] | Communal distribution system | 55 | Commercial | Gas boiler |  | #REF! | 0
[78 empty] | Communal distribution system | 56 | Commercial | Gas boiler |  | #REF! | 0
[78 empty] | Communal distribution system | 57 | Commercial | Gas boiler |  | #REF! | 0
[78 empty] | Communal distribution system | 58 | Commercial | Gas boiler |  | #REF! | 0
[78 empty] | Communal distribution system | 59 | Commercial | Oil boiler |  | #REF! | 0
[78 empty] | Communal distribution system | 60 | Commercial | Oil boiler |  | #REF! | 0
[78 empty] | Communal distribution system | 61 | Commercial | Oil boiler |  | #REF! | 0
[78 empty] | Communal distribution system | 62 | Commercial | Oil boiler |  | #REF! | 0
[78 empty] | Communal distribution system | 63 | Commercial | Oil boiler |  | #REF! | 0
[78 empty] | Communal distribution system | 64 | Commercial | Oil boiler |  | #REF! | 0
[78 empty] | Communal distribution system | 65 | Commercial | Oil boiler |  | #REF! | 0
[78 empty] | Communal distribution system | 66 | Commercial | Electric heating |  | #REF! | 0
[78 empty] | Communal distribution system | 67 | Commercial | Electric heating |  | #REF! | 0
[78 empty] | Communal distribution system | 68 | Commercial | Electric heating |  | #REF! | 0
[78 empty] | Communal distribution system | 69 | Commercial | Electric heating |  | #REF! | 0
[78 empty] | Communal distribution system | 70 | Commercial | Electric heating |  | #REF! | 0
[78 empty] | Communal distribution system | 71 | Commercial | Electric heating |  | #REF! | 0
[78 empty] | Communal distribution system | 72 | Commercial | Electric heating |  | #REF! | 0
[78 empty] | Communal distribution system | 73 | Commercial | Electric heating |  | #REF! | 0
[78 empty] | Communal distribution system | 74 | Commercial | Electric heating |  | #REF! | 0
[78 empty] | Communal distribution system | 75 | Commercial | Electric heating |  | #REF! | 0
[78 empty] | Communal distribution system | 76 | Commercial | Gas boiler |  | #REF! | 0
[78 empty] | Communal distribution system | 77 | Commercial | Gas boiler |  | #REF! | 0
[78 empty] | Communal distribution system | 78 | Commercial | Gas boiler |  | #REF! | 0
[78 empty] | Communal distribution system | 79 | Commercial | Gas boiler |  | #REF! | 0
[78 empty] | Communal distribution system | 80 | Commercial | Oil boiler |  | #REF! | 0
[78 empty] | Communal distribution system | 81 | Commercial | Oil boiler |  | #REF! | 0
[78 empty] | Communal distribution system | 82 | Commercial | Oil boiler |  | #REF! | 0
[78 empty] | Communal distribution system | 83 | Commercial | Oil boiler |  | #REF! | 0
[78 empty] | Communal distribution system | 84 | Commercial | Electric heating |  | #REF! | 0
[78 empty] | Communal distribution system | 85 | Commercial | Electric heating |  | #REF! | 0
[78 empty] | Communal distribution system | 86 | Commercial | Electric heating |  | #REF! | 0
[78 empty] | Communal distribution system | 87 | Commercial | Electric heating |  | #REF! | 0
[78 empty] | Communal distribution system | 88 | Commercial | Electric heating |  | #REF! | 0
[78 empty] | Communal distribution system | 89 | Commercial | Electric heating |  | #REF! | 0
[78 empty] | Communal distribution system | 90 | Commercial | Electric heating |  | #REF! | 0
[78 empty] | Communal distribution system | 91 | Commercial | Electric heating |  | #REF! | 0
[78 empty] | Communal distribution system | 92 | Commercial | Electric heating |  | #REF! | 0
[78 empty] | Communal distribution system | 93 | Commercial | Electric heating |  | #REF! | 0
[78 empty] | Communal distribution system | 94 | Commercial | Gas boiler |  | #REF! | 0
[78 empty] | Communal distribution system | 95 | Commercial | Gas boiler |  | #REF! | 0
[78 empty] | Communal distribution system | 96 | Commercial | Gas boiler |  | #REF! | 0
[78 empty] | Communal distribution system | 97 | Commercial | Gas boiler |  | #REF! | 0
[78 empty] | Communal distribution system | 98 | Commercial | Oil boiler |  | #REF! | 0
[78 empty] | Communal distribution system | 99 | Commercial | Oil boiler |  | #REF! | 0
[78 empty] | Communal distribution system | 100 | Commercial | Oil boiler |  | #REF! | 0
[78 empty] | Communal distribution system | 101 | Commercial | Oil boiler |  | #REF! | 0
[78 empty] | Communal distribution system | 102 | Commercial | Oil boiler |  | #REF! | 0
[78 empty] | Communal distribution system | 103 | Commercial | Oil boiler |  | #REF! | 0
[78 empty] | Communal distribution system | 104 | Commercial | Electric heating |  | #REF! | 0
[78 empty] | Communal distribution system | 105 | Commercial | Electric heating |  | #REF! | 0
[78 empty] | Communal distribution system | 106 | Commercial | Electric heating |  | #REF! | 0
[78 empty] | Communal distribution system | 107 | Commercial | Electric heating |  | #REF! | 0
[78 empty] | Communal distribution system | 108 | Commercial | Gas boiler |  | #REF! | 0
[78 empty] | Communal distribution system | 109 | Commercial | Gas boiler |  | #REF! | 0
[78 empty] | Communal distribution system | 110 | Commercial | Oil boiler |  | #REF! | 0
[78 empty] | Communal distribution system | 111 | Commercial | Oil boiler |  | #REF! | 0
[78 empty] | Communal distribution system | 112 | Commercial | Electric heating |  | #REF! | 0
[78 empty] | Communal distribution system | 113 | Commercial | Oil boiler |  | #REF! | 0
[78 empty] | Communal distribution system | 114 | Commercial | Oil boiler |  | #REF! | 0
[78 empty] | Communal distribution system | 115 | Commercial | Oil boiler |  | #REF! | 0
[78 empty] | Communal distribution system | 116 | Public | Oil boiler |  | #REF! | 0
[78 empty] | Communal distribution system | 117 | Public | Oil boiler |  | #REF! | 0
[78 empty] | Communal distribution system | 118 | Public | Gas boiler |  | #REF! | 0
[78 empty] | Communal distribution system | 119 | Public | Gas boiler |  | #REF! | 0
[78 empty] | Communal distribution system | 120 | Public | Gas boiler |  | #REF! | 0
[78 empty] | Communal distribution system | 121 | Public | Gas boiler |  | #REF! | 0
[78 empty] | Communal distribution system | 122 | Public | Gas boiler |  | #REF! | 0
[78 empty] | Communal distribution system | 123 | Public | Oil boiler |  | #REF! | 0
[78 empty] | Communal distribution system | 124 | Public | Oil boiler |  | #REF! | 0
[78 empty] | Communal distribution system | 125 | Public | Oil boiler |  | #REF! | 0
[78 empty] | Communal distribution system | 126 | Public | Oil boiler |  | #REF! | 0
[78 empty] | Communal distribution system | 127 | Public | Oil boiler |  | #REF! | 0
[78 empty] | Communal distribution system | 128 | Public | Oil boiler |  | #REF! | 0
[78 empty] | Communal distribution system | 129 | Public | Gas boiler |  | #REF! | 0
[78 empty] | Communal distribution system | 130 | Public | Gas boiler |  | #REF! | 0
[78 empty] | Communal distribution system | 131 | Public | Gas boiler |  | #REF! | 0
[78 empty] | Communal distribution system | 132 | Public | Gas boiler |  | #REF! | 0
[78 empty] | Communal distribution system | 133 | Public | Electric heating |  | #REF! | 0
[78 empty] | Communal distribution system | 134 | Public | Electric heating |  | #REF! | 0
[78 empty] | Communal distribution system | 135 | Public | Electric heating |  | #REF! | 0
[78 empty] | Communal distribution system | 136 | Public | Electric heating |  | #REF! | 0
[78 empty] | Communal distribution system | 137 | Public | Electric heating |  | #REF! | 0
[78 empty] | Communal distribution system | 138 | Public | Gas boiler |  | #REF! | 0
[78 empty] | Communal distribution system | 139 | Public | Gas boiler |  | #REF! | 0
[78 empty] | Communal distribution system | 140 | Public | Gas boiler |  | #REF! | 0
[78 empty] | Communal distribution system | 141 | Public | Oil boiler |  | #REF! | 0
[78 empty] | Communal distribution system | 142 | Public | Oil boiler |  | #REF! | 0
[78 empty] | Communal distribution system | 143 | Public | Gas boiler |  | #REF! | 0
[78 empty] | Communal distribution system | 144 | Public | Gas boiler |  | #REF! | 0
[78 empty] | Communal distribution system | 145 | Public | Oil boiler |  | #REF! | 0
[78 empty] | Communal distribution system | 146 | Public | Gas boiler |  | #REF! | 0
[78 empty] | Communal distribution system | 147 | Public | Gas boiler |  | #REF! | 0
[78 empty] | Communal distribution system | 148 | Public | Electric heating |  | #REF! | 0
[78 empty] | Communal distribution system | 149 | Public | Electric heating |  | #REF! | 0
[78 empty] | Communal distribution system | 150 | Public | Gas boiler |  | #REF! | 0
[78 empty] | Communal distribution system | 151 | Public | Gas boiler |  | #REF! | 0
[78 empty] | Communal distribution system | 152 | Public | Electric heating |  | #REF! | 0
[78 empty] | Communal distribution system | 153 | Public | Electric heating |  | #REF! | 0
[78 empty] | Communal distribution system | 154 | Public | Electric heating |  | #REF! | 0
[78 empty] | Communal distribution system | 155 | Public | Gas boiler |  | #REF! | 0
[78 empty] | Communal distribution system | 156 | Public | Gas boiler |  | #REF! | 0
[78 empty] | Communal distribution system | 157 | Public | Electric heating |  | #REF! | 0
[78 empty] | Communal distribution system | 158 | Public | Electric heating |  | #REF! | 0
[78 empty] | Communal distribution system | 159 | Public | Gas boiler |  | #REF! | 0
[78 empty] | Communal distribution system | 160 | Public | Gas boiler |  | #REF! | 0
[78 empty] | Communal distribution system | 161 | Public | Oil boiler |  | #REF! | 0
[78 empty] | Communal distribution system | 162 | Residential | ASHP | 0.0063125 | 1 | 4057 | 2025
[78 empty] | Communal distribution system | 163 | Residential | Gas boiler | 0.037791 | 0 | 4057 | 2025
[78 empty] | Communal distribution system | 164 | Residential | Gas boiler | 0.052846 | 0 | 4057 | 2025
[78 empty] | Communal distribution system | 165 | Residential | Communal ASHP | 0.042888 | 1 | 4057 | 2025
[78 empty] | Communal distribution system | 166 | Residential | Oil boiler | 0.081081 | 1 | 4057 | 2025
[78 empty] | Communal distribution system | 167 | Residential | Solid boiler | 0.15662 | 1 | 4057 | 2025
[78 empty] | Communal distribution system | 168 | Residential | Electric heating | 0.22345 | 1 | 4057 | 2025
[78 empty] | Communal distribution system | 169 | Residential | Gas boiler | 0.073354 | 0 | 4057 | 2025
[78 empty] | Communal distribution system | 170 | Residential | Oil boiler | 0.070974 | 1 | 4057 | 2025
[78 empty] | Communal distribution system | 171 | Residential | Solid boiler | 0.056359 | 1 | 4057 | 2025
[78 empty] | Communal distribution system | 172 | Residential | Electric heating | 0.076321 | 1 | 4057 | 2025
[78 empty] | Communal distribution system | 173 | Residential | Gas boiler | 0.079515 | 0 | 4057 | 2025
[78 empty] | Communal distribution system | 174 | Residential | Oil boiler | 0.075853 | 1 | 4057 | 2025
[78 empty] | Communal distribution system | 175 | Residential | Solid boiler | 0.070615 | 1 | 4057 | 2025
[78 empty] | Communal distribution system | 176 | Residential | Electric heating | 0.021739 | 1 | 4057 | 2025
[78 empty] | Communal distribution system | 177 | Residential | Gas boiler | 0.018355 | 0 | 4057 | 2025
[78 empty] | Communal distribution system | 178 | Residential | Oil boiler | 0.011848 | 1 | 4057 | 2025
[78 empty] | Communal distribution system | 179 | Residential | Solid boiler | 0.011409 | 1 | 4057 | 2025
[78 empty] | Communal distribution system | 180 | Residential | Electric heating | 0.013622 | 1 | 4057 | 2025
[78 empty] | Communal distribution system | 181 | Residential | Gas boiler | 0.019992 | 0 | 4057 | 2025
[78 empty] | Communal distribution system | 182 | Residential | Oil boiler | 0.030681 | 1 | 4057 | 2025
[78 empty] | Communal distribution system | 183 | Residential | Solid boiler | 0 | 1 | 4057 | 2025
[78 empty] | Communal distribution system | 184 | Residential | ASHP | 0 | 1 | 0
[78 empty] | Communal distribution system | 185 | Residential | Gas boiler | 0.0031949 | 0 | 0
[78 empty] | Communal distribution system | 186 | Residential | Oil boiler | 0.0011876 | 1 | 0
[78 empty] | Communal distribution system | 187 | Residential | Solid boiler | 0.0038388 | 1 | 0
[78 empty] | Communal distribution system | 188 | Residential | Electric heating | 0.0073925 | 1 | 0
[78 empty] | Communal distribution system | 189 | Residential | Gas boiler | 0.13539 | 0 | 0
[78 empty] | Communal distribution system | 190 | Residential | Oil boiler | 0.0061185 | 1 | 0
[78 empty] | Communal distribution system | 191 | Residential | Solid boiler | 0.036913 | 1 | 0
[78 empty] | Communal distribution system | 192 | Residential | Electric heating | 0.1209 | 1 | 0
[78 empty] | Communal distribution system | 193 | Residential | Gas boiler | 0.11167 | 0 | 0
[78 empty] | Communal distribution system | 194 | Residential | Oil boiler | 0.06089 | 1 | 0
[78 empty] | Communal distribution system | 195 | Residential | Solid boiler | 0.081281 | 1 | 0
[78 empty] | Communal distribution system | 196 | Residential | Electric heating | 0.16822 | 1 | 0
[78 empty] | Communal distribution system | 197 | Residential | Gas boiler | 0.048693 | 0 | 0
[78 empty] | Communal distribution system | 198 | Residential | Oil boiler | 0.066513 | 1 | 0
[78 empty] | Communal distribution system | 199 | Residential | Solid boiler | 0.038791 | 1 | 0
[78 empty] | Communal distribution system | 200 | Residential | Electric heating | 0.034132 | 1 | 0
[78 empty] | Communal distribution system | 201 | Residential | Gas boiler | 0.037623 | 0 | 0
[78 empty] | Communal distribution system | 202 | Residential | Oil boiler | 0.026642 | 1 | 0
[78 empty] | Communal distribution system | 203 | Residential | Solid boiler | 0.035233 | 1 | 0
[78 empty] | Communal distribution system | 204 | Residential | ASHP | 0.0086114 | 1 | 0
[78 empty] | Communal distribution system | 205 | Residential | Gas boiler | 0.011068 | 0 | 0
[78 empty] | Communal distribution system | 206 | Residential | Oil boiler | 0.0070599 | 1 | 0
[78 empty] | Communal distribution system | 207 | Residential | Solid boiler | 0.0049104 | 1 | 0
[78 empty] | Communal distribution system | 208 | Residential | Electric heating | 0.0073255 | 1 | 0
[78 empty] | Communal distribution system | 209 | Residential | Gas boiler | 0.008427 | 0 | 0
[78 empty] | Communal distribution system | 210 | Residential | Oil boiler | 0.016949 | 1 | 0
[78 empty] | Communal distribution system | 211 | Residential | Solid boiler | 0 | 1 | 0
[78 empty] | Communal distribution system | 212 | Residential | Electric heating | 0 | 1 | 0
[78 empty] | Communal distribution system | 213 | Residential | Gas boiler | 0 | 0 | 0
[78 empty] | Communal distribution system | 214 | Residential | Oil boiler | 0.0017736 | 1 | 0
[78 empty] | Communal distribution system | 215 | Residential | Solid boiler | 0.0036329 | 1 | 0
[78 empty] | Communal distribution system | 216 | Residential | Electric heating | 0.003712 | 1 | 0
[78 empty] | Communal distribution system | 217 | Residential | Gas boiler | 0.079748 | 0 | 0
[78 empty] | Communal distribution system | 218 | Residential | Oil boiler | 0.0050977 | 1 | 0
[78 empty] | Communal distribution system | 219 | Residential | Solid boiler | 0.032704 | 1 | 0
[78 empty] | Communal distribution system | 220 | Residential | Electric heating | 0.28306 | 1 | 0
[78 empty] | Communal distribution system | 221 | Residential | Gas boiler | 0.22301 | 0 | 0
[78 empty] | Communal distribution system | 222 | Residential | Oil boiler | 0.13905 | 1 | 0
[78 empty] | Communal distribution system | 223 | Residential | Solid boiler | 0.17371 | 1 | 0
[78 empty] | Communal distribution system | 224 | Residential | ASHP | 0.29616 | 1 | 8945 | 2025
[78 empty] | Communal distribution system | 225 | Residential | Gas boiler | 0.051159 | 0 | 8945 | 2025
[78 empty] | Communal distribution system | 226 | Residential | Oil boiler | 0.052632 | 1 | 8945 | 2025
[78 empty] | Communal distribution system | 227 | Residential | Solid boiler | 0.038992 | 1 | 8945 | 2025
[78 empty] | Communal distribution system | 228 | Residential | Electric heating | 0.032833 | 1 | 8945 | 2025
[78 empty] | Communal distribution system | 229 | Residential | Gas boiler | 0.042149 | 0 | 8945 | 2025
[78 empty] | Communal distribution system | 230 | Residential | Oil boiler | 0.04326 | 1 | 8945 | 2025
[78 empty] | Communal distribution system | 231 | Residential | Solid boiler | 0.04375 | 1 | 8945 | 2025
[78 empty] | Communal distribution system | 232 | Residential | Electric heating | 0.006672 | 1 | 8945 | 2025
[78 empty] | Communal distribution system | 233 | Residential | Gas boiler | 0.013035 | 0 | 8945 | 2025
[78 empty] | Communal distribution system | 234 | Residential | Oil boiler | 0.012849 | 1 | 8945 | 2025
[78 empty] | Communal distribution system | 235 | Residential | Solid boiler | 0.0089123 | 1 | 8945 | 2025
[78 empty] | Communal distribution system | 236 | Residential | Electric heating | 0.011654 | 1 | 8945 | 2025
[78 empty] | Communal distribution system | 237 | Residential | Gas boiler | 0.013292 | 0 | 8945 | 2025
[78 empty] | Communal distribution system | 238 | Residential | Oil boiler | 0.028085 | 1 | 8945 | 2025
[78 empty] | Communal distribution system | 239 | Residential | Solid boiler | 0.0074074 | 1 | 8945 | 2025
[78 empty] | Communal distribution system | 240 | Residential | Electric heating | 0 | 1 | 8945 | 2025
[78 empty] | Communal distribution system | 241 | Residential | Gas boiler | 0.0079681 | 0 | 8945 | 2025
[78 empty] | Communal distribution system | 242 | Residential | Oil boiler | 0.006263 | 1 | 8945 | 2025
[78 empty] | Communal distribution system | 243 | Residential | Solid boiler | 0.009961 | 1 | 8945 | 2025
[78 empty] | Communal distribution system | 274 | Agriculture | Electric heating |  | #REF! | 0
[78 empty] | Communal distribution system | 275 | Agriculture | Electric heating |  | #REF! | 0
[78 empty] | Communal distribution system | 276 | Agriculture | Electric heating |  | #REF! | 0
[78 empty] | Communal distribution system | 277 | Agriculture | Electric heating |  | #REF! | 0
[78 empty] | Communal distribution system | 278 | Agriculture | Oil boiler |  | #REF! | 0
[78 empty] | Communal distribution system | 279 | Agriculture | Oil boiler |  | #REF! | 0
[78 empty] | Communal distribution system | 280 | Agriculture | Oil boiler |  | #REF! | 0
[78 empty] | Communal distribution system | 281 | Agriculture | Oil boiler |  | #REF! | 0
[78 empty] | Communal distribution system | 282 | Agriculture | Oil boiler |  | #REF! | 0
[78 empty] | Communal distribution system | 283 | Agriculture | Oil boiler |  | #REF! | 0
[78 empty] | Communal distribution system | 284 | Agriculture | Oil boiler |  | #REF! | 0
[78 empty] | Communal distribution system | 285 | Industry | Boiler |  | #REF! | 0
[78 empty] | Communal distribution system | 286 | Industry | CHP |  | #REF! | 0
[78 empty] | Communal distribution system | 287 | Industry | Furnace |  | #REF! | 0
[78 empty] | Communal distribution system | 288 | Industry | Cement/Lime Kiln |  | #REF! | 0
[78 empty] | Communal distribution system | 289 | Industry | Furnace |  | #REF! | 0
[78 empty] | Communal distribution system | 290 | Industry | Dryer |  | #REF! | 0
[78 empty] | Communal distribution system | 291 | Industry | Boiler |  | #REF! | 0
[78 empty] | Communal distribution system | 292 | Industry | CHP |  | #REF! | 0
[78 empty] | Communal distribution system | 293 | Industry | Furnace |  | #REF! | 0
[78 empty] | Communal distribution system | 294 | Industry | Boiler |  | #REF! | 0
[78 empty] | Communal distribution system | 295 | Industry | Dryer |  | #REF! | 0
[78 empty] | Communal distribution system | 296 | Industry | Other Kiln |  | #REF! | 0
[78 empty] | Communal distribution system | 297 | Industry | Boiler |  | #REF! | 0
[78 empty] | Communal distribution system | 298 | Industry | Dryer |  | #REF! | 0
[78 empty] | Communal distribution system | 299 | Industry | Boiler |  | #REF! | 0
[78 empty] | Communal distribution system | 300 | Industry | CHP |  | #REF! | 0
[78 empty] | Communal distribution system | 301 | Industry | Oven |  | #REF! | 0
[78 empty] | Communal distribution system | 302 | Industry | Dryer |  | #REF! | 0
[78 empty] | Communal distribution system | 303 | Industry | Cement/Lime Kiln |  | #REF! | 0
[78 empty] | Communal distribution system | 304 | Industry | Other Kiln |  | #REF! | 0
[78 empty] | Communal distribution system | 305 | Industry | Furnace |  | #REF! | 0
[78 empty] | Communal distribution system | 306 | Industry | Dryer |  | #REF! | 0
[78 empty] | Communal distribution system | 307 | Industry | Other Kiln |  | #REF! | 0
[78 empty] | Communal distribution system | 308 | Industry | Boiler |  | #REF! | 0
[78 empty] | Communal distribution system | 309 | Industry | CHP |  | #REF! | 0
[78 empty] | Communal distribution system | 310 | Industry | Oven |  | #REF! | 0
[78 empty] | Communal distribution system | 311 | Industry | Furnace |  | #REF! | 0
[78 empty] | Communal distribution system | 312 | Industry | Dryer |  | #REF! | 0
[78 empty] | Communal distribution system | 313 | Industry | Boiler |  | #REF! | 0
[78 empty] | Communal distribution system | 314 | Industry | CHP |  | #REF! | 0
[78 empty] | Communal distribution system | 315 | Industry | Oven |  | #REF! | 0
[78 empty] | Communal distribution system | 316 | Industry | Furnace |  | #REF! | 0
[78 empty] | Communal distribution system | 317 | Industry | Dryer |  | #REF! | 0
[78 empty] | Communal distribution system | 318 | Industry | Boiler |  | #REF! | 0
[78 empty] | Communal distribution system | 319 | Industry | CHP |  | #REF! | 0
[78 empty] | Communal distribution system | 320 | Industry | Furnace |  | #REF! | 0
[78 empty] | Communal distribution system | 321 | Industry | Cement/Lime Kiln |  | #REF! | 0
[78 empty] | Communal distribution system | 322 | Industry | Furnace |  | #REF! | 0
[78 empty] | Communal distribution system | 323 | Industry | Dryer |  | #REF! | 0
[78 empty] | Communal distribution system | 324 | Industry | Boiler |  | #REF! | 0
[78 empty] | Communal distribution system | 325 | Industry | CHP |  | #REF! | 0
[78 empty] | Communal distribution system | 326 | Industry | Furnace |  | #REF! | 0
[78 empty] | Communal distribution system | 327 | Industry | Boiler |  | #REF! | 0
[78 empty] | Communal distribution system | 328 | Industry | Dryer |  | #REF! | 0
[78 empty] | Communal distribution system | 329 | Industry | Other Kiln |  | #REF! | 0
[78 empty] | Communal distribution system | 330 | Industry | Boiler |  | #REF! | 0
[78 empty] | Communal distribution system | 331 | Industry | Dryer |  | #REF! | 0
[78 empty] | Communal distribution system | 332 | Industry | Boiler |  | #REF! | 0
[78 empty] | Communal distribution system | 333 | Industry | CHP |  | #REF! | 0
[78 empty] | Communal distribution system | 334 | Industry | Oven |  | #REF! | 0
[78 empty] | Communal distribution system | 335 | Industry | Dryer |  | #REF! | 0
[78 empty] | Communal distribution system | 336 | Industry | Cement/Lime Kiln |  | #REF! | 0
[78 empty] | Communal distribution system | 337 | Industry | Other Kiln |  | #REF! | 0
[78 empty] | Communal distribution system | 338 | Industry | Furnace |  | #REF! | 0
[78 empty] | Communal distribution system | 339 | Industry | Dryer |  | #REF! | 0
[78 empty] | Communal distribution system | 340 | Industry | Other Kiln |  | #REF! | 0
[78 empty] | Communal distribution system | 341 | Industry | Boiler |  | #REF! | 0
[78 empty] | Communal distribution system | 342 | Industry | CHP |  | #REF! | 0
[78 empty] | Communal distribution system | 343 | Industry | Oven |  | #REF! | 0
[78 empty] | Communal distribution system | 344 | Industry | Furnace |  | #REF! | 0
[78 empty] | Communal distribution system | 345 | Industry | Dryer |  | #REF! | 0
[78 empty] | Communal distribution system | 346 | Industry | Boiler |  | #REF! | 0
[78 empty] | Communal distribution system | 347 | Industry | CHP |  | #REF! | 0
[78 empty] | Communal distribution system | 348 | Industry | Oven |  | #REF! | 0
[78 empty] | Communal distribution system | 349 | Industry | Furnace |  | #REF! | 0
[78 empty] | Communal distribution system | 350 | Industry | Dryer |  | #REF! | 0
[78 empty] | Communal distribution system | 351 | Industry | Boiler |  | #REF! | 0
[78 empty] | Communal distribution system | 352 | Industry | CHP |  | #REF! | 0
[78 empty] | Communal distribution system | 353 | Industry | Furnace |  | #REF! | 0
[78 empty] | Communal distribution system | 354 | Industry | Cement/Lime Kiln |  | #REF! | 0
[78 empty] | Communal distribution system | 355 | Industry | Furnace |  | #REF! | 0
[78 empty] | Communal distribution system | 356 | Industry | Dryer |  | #REF! | 0
[78 empty] | Communal distribution system | 357 | Industry | Boiler |  | #REF! | 0
[78 empty] | Communal distribution system | 358 | Industry | CHP |  | #REF! | 0
[78 empty] | Communal distribution system | 359 | Industry | Furnace |  | #REF! | 0
[78 empty] | Communal distribution system | 360 | Industry | Boiler |  | #REF! | 0
[78 empty] | Communal distribution system | 361 | Industry | Dryer |  | #REF! | 0
[78 empty] | Communal distribution system | 362 | Industry | Other Kiln |  | #REF! | 0
[78 empty] | Communal distribution system | 363 | Industry | Boiler |  | #REF! | 0
[78 empty] | Communal distribution system | 364 | Industry | Dryer |  | #REF! | 0
[78 empty] | Communal distribution system | 365 | Industry | Boiler |  | #REF! | 0
[78 empty] | Communal distribution system | 366 | Industry | CHP |  | #REF! | 0
[78 empty] | Communal distribution system | 367 | Industry | Oven |  | #REF! | 0
[78 empty] | Communal distribution system | 368 | Industry | Dryer |  | #REF! | 0
[78 empty] | Communal distribution system | 369 | Industry | Cement/Lime Kiln |  | #REF! | 0
[78 empty] | Communal distribution system | 370 | Industry | Other Kiln |  | #REF! | 0
[78 empty] | Communal distribution system | 371 | Industry | Furnace |  | #REF! | 0
[78 empty] | Communal distribution system | 372 | Industry | Dryer |  | #REF! | 0
[78 empty] | Communal distribution system | 373 | Industry | Other Kiln |  | #REF! | 0
[78 empty] | Communal distribution system | 374 | Industry | Boiler |  | #REF! | 0
[78 empty] | Communal distribution system | 375 | Industry | CHP |  | #REF! | 0
[78 empty] | Communal distribution system | 376 | Industry | Oven |  | #REF! | 0
[78 empty] | Communal distribution system | 377 | Industry | Furnace |  | #REF! | 0
[78 empty] | Communal distribution system | 378 | Industry | Dryer |  | #REF! | 0
[78 empty] | Communal distribution system | 379 | Industry | Boiler |  | #REF! | 0
[78 empty] | Communal distribution system | 380 | Industry | CHP |  | #REF! | 0
[78 empty] | Communal distribution system | 381 | Industry | Oven |  | #REF! | 0
[78 empty] | Communal distribution system | 382 | Industry | Furnace |  | #REF! | 0
[78 empty] | Communal distribution system | 383 | Industry | Dryer |  | #REF! | 0
[78 empty] | Communal distribution system | 384 | Industry | Boiler |  | #REF! | 0
[78 empty] | Communal distribution system | 385 | Industry | CHP |  | #REF! | 0
[78 empty] | Communal distribution system | 386 | Industry | Furnace |  | #REF! | 0
[78 empty] | Communal distribution system | 387 | Industry | Cement/Lime Kiln |  | #REF! | 0
[78 empty] | Communal distribution system | 388 | Industry | Furnace |  | #REF! | 0
[78 empty] | Communal distribution system | 389 | Industry | Dryer |  | #REF! | 0
[78 empty] | Communal distribution system | 390 | Industry | Boiler |  | #REF! | 0
[78 empty] | Communal distribution system | 391 | Industry | CHP |  | #REF! | 0
[78 empty] | Communal distribution system | 392 | Industry | Furnace |  | #REF! | 0
[78 empty] | Communal distribution system | 393 | Industry | Boiler |  | #REF! | 0
[78 empty] | Communal distribution system | 394 | Industry | Dryer |  | #REF! | 0
[78 empty] | Communal distribution system | 395 | Industry | Other Kiln |  | #REF! | 0
[78 empty] | Communal distribution system | 396 | Industry | Boiler |  | #REF! | 0
[78 empty] | Communal distribution system | 397 | Industry | Dryer |  | #REF! | 0
[78 empty] | Communal distribution system | 398 | Industry | Boiler |  | #REF! | 0
[78 empty] | Communal distribution system | 399 | Industry | CHP |  | #REF! | 0
[78 empty] | Communal distribution system | 400 | Industry | Oven |  | #REF! | 0
[78 empty] | Communal distribution system | 401 | Industry | Dryer |  | #REF! | 0
[78 empty] | Communal distribution system | 402 | Industry | Cement/Lime Kiln |  | #REF! | 0
[78 empty] | Communal distribution system | 403 | Industry | Other Kiln |  | #REF! | 0
[78 empty] | Communal distribution system | 404 | Industry | Furnace |  | #REF! | 0
[78 empty] | Communal distribution system | 405 | Industry | Dryer |  | #REF! | 0
[78 empty] | Communal distribution system | 406 | Industry | Other Kiln |  | #REF! | 0
[78 empty] | Communal distribution system | 407 | Industry | Boiler |  | #REF! | 0
[78 empty] | Communal distribution system | 408 | Industry | CHP |  | #REF! | 0
[78 empty] | Communal distribution system | 409 | Industry | Oven |  | #REF! | 0
[78 empty] | Communal distribution system | 410 | Industry | Furnace |  | #REF! | 0
[78 empty] | Communal distribution system | 411 | Industry | Dryer |  | #REF! | 0
[78 empty] | Communal distribution system | 412 | Industry | Boiler |  | #REF! | 0
[78 empty] | Communal distribution system | 413 | Industry | CHP |  | #REF! | 0
[78 empty] | Communal distribution system | 414 | Industry | Oven |  | #REF! | 0
[78 empty] | Communal distribution system | 415 | Industry | Furnace |  | #REF! | 0
[78 empty] | Communal distribution system | 416 | Industry | Dryer |  | #REF! | 0
[78 empty] | Communal distribution system | 417 | Industry | Boiler |  | #REF! | 0
[78 empty] | Communal distribution system | 418 | Industry | CHP |  | #REF! | 0
[78 empty] | Communal distribution system | 419 | Industry | Furnace |  | #REF! | 0
[78 empty] | Communal distribution system | 420 | Industry | Cement/Lime Kiln |  | #REF! | 0
[78 empty] | Communal distribution system | 421 | Industry | Furnace |  | #REF! | 0
[78 empty] | Communal distribution system | 422 | Industry | Dryer |  | #REF! | 0
[78 empty] | Communal distribution system | 423 | Industry | Boiler |  | #REF! | 0
[78 empty] | Communal distribution system | 424 | Industry | CHP |  | #REF! | 0
[78 empty] | Communal distribution system | 425 | Industry | Furnace |  | #REF! | 0
[78 empty] | Communal distribution system | 426 | Industry | Boiler |  | #REF! | 0
[78 empty] | Communal distribution system | 427 | Industry | Dryer |  | #REF! | 0
[78 empty] | Communal distribution system | 428 | Industry | Other Kiln |  | #REF! | 0
[78 empty] | Communal distribution system | 429 | Industry | Boiler |  | #REF! | 0
[78 empty] | Communal distribution system | 430 | Industry | Dryer |  | #REF! | 0
[78 empty] | Communal distribution system | 431 | Industry | Boiler |  | #REF! | 0
[78 empty] | Communal distribution system | 432 | Industry | CHP |  | #REF! | 0
[78 empty] | Communal distribution system | 433 | Industry | Oven |  | #REF! | 0
[78 empty] | Communal distribution system | 434 | Industry | Dryer |  | #REF! | 0
[78 empty] | Communal distribution system | 435 | Industry | Cement/Lime Kiln |  | #REF! | 0
[78 empty] | Communal distribution system | 436 | Industry | Other Kiln |  | #REF! | 0
[78 empty] | Communal distribution system | 437 | Industry | Furnace |  | #REF! | 0
[78 empty] | Communal distribution system | 438 | Industry | Dryer |  | #REF! | 0
[78 empty] | Communal distribution system | 439 | Industry | Other Kiln |  | #REF! | 0
[78 empty] | Communal distribution system | 440 | Industry | Boiler |  | #REF! | 0
[78 empty] | Communal distribution system | 441 | Industry | CHP |  | #REF! | 0
[78 empty] | Communal distribution system | 442 | Industry | Oven |  | #REF! | 0
[78 empty] | Communal distribution system | 443 | Industry | Furnace |  | #REF! | 0
[78 empty] | Communal distribution system | 444 | Industry | Dryer |  | #REF! | 0
[78 empty] | Communal distribution system | 445 | Industry | Boiler |  | #REF! | 0
[78 empty] | Communal distribution system | 446 | Industry | CHP |  | #REF! | 0
[78 empty] | Communal distribution system | 447 | Industry | Oven |  | #REF! | 0
[78 empty] | Communal distribution system | 448 | Industry | Furnace |  | #REF! | 0
[78 empty] | Communal distribution system | 449 | Industry | Dryer |  | #REF! | 0
[78 empty] | Communal distribution system | 450 | Industry | Boiler |  | #REF! | 0
[78 empty] | Communal distribution system | 451 | Industry | CHP |  | #REF! | 0
[78 empty] | Communal distribution system | 452 | Industry | Furnace |  | #REF! | 0
[78 empty] | Communal distribution system | 453 | Industry | Cement/Lime Kiln |  | #REF! | 0
[78 empty] | Communal distribution system | 454 | Industry | Furnace |  | #REF! | 0
[78 empty] | Communal distribution system | 455 | Industry | Dryer |  | #REF! | 0
[78 empty] | Communal distribution system | 456 | Industry | Boiler |  | #REF! | 0
[78 empty] | Communal distribution system | 457 | Industry | CHP |  | #REF! | 0
[78 empty] | Communal distribution system | 458 | Industry | Furnace |  | #REF! | 0
[78 empty] | Communal distribution system | 459 | Industry | Boiler |  | #REF! | 0
[78 empty] | Communal distribution system | 460 | Industry | Dryer |  | #REF! | 0
[78 empty] | Communal distribution system | 461 | Industry | Other Kiln |  | #REF! | 0
[78 empty] | Communal distribution system | 462 | Industry | Boiler |  | #REF! | 0
[78 empty] | Communal distribution system | 463 | Industry | Dryer |  | #REF! | 0
[78 empty] | Communal distribution system | 464 | Industry | Boiler |  | #REF! | 0
[78 empty] | Communal distribution system | 465 | Industry | CHP |  | #REF! | 0
[78 empty] | Communal distribution system | 466 | Industry | Oven |  | #REF! | 0
[78 empty] | Communal distribution system | 467 | Industry | Dryer |  | #REF! | 0
[78 empty] | Communal distribution system | 468 | Industry | Cement/Lime Kiln |  | #REF! | 0
[78 empty] | Communal distribution system | 469 | Industry | Other Kiln |  | #REF! | 0
[78 empty] | Communal distribution system | 470 | Industry | Furnace |  | #REF! | 0
[78 empty] | Communal distribution system | 471 | Industry | Dryer |  | #REF! | 0
[78 empty] | Communal distribution system | 472 | Industry | Other Kiln |  | #REF! | 0
[78 empty] | Communal distribution system | 473 | Industry | Boiler |  | #REF! | 0
[78 empty] | Communal distribution system | 474 | Industry | CHP |  | #REF! | 0
[78 empty] | Communal distribution system | 475 | Industry | Oven |  | #REF! | 0
[78 empty] | Communal distribution system | 476 | Industry | Furnace |  | #REF! | 0
[78 empty] | Communal distribution system | 477 | Industry | Dryer |  | #REF! | 0
[78 empty] | Communal distribution system | 478 | Industry | Boiler |  | #REF! | 0
[78 empty] | Communal distribution system | 479 | Industry | CHP |  | #REF! | 0
[78 empty] | Communal distribution system | 480 | Industry | Oven |  | #REF! | 0
[78 empty] | Communal distribution system | 481 | Industry | Furnace |  | #REF! | 0
[78 empty] | Communal distribution system | 482 | Industry | Dryer |  | #REF! | 0
[78 empty] | Communal distribution system | 483 | Industry | Boiler |  | #REF! | 0
[78 empty] | Communal distribution system | 484 | Industry | CHP |  | #REF! | 0
[78 empty] | Communal distribution system | 485 | Industry | Furnace |  | #REF! | 0
[78 empty] | Communal distribution system | 486 | Industry | Cement/Lime Kiln |  | #REF! | 0
[78 empty] | Communal distribution system | 487 | Industry | Furnace |  | #REF! | 0
[78 empty] | Communal distribution system | 488 | Industry | Dryer |  | #REF! | 0
[78 empty] | Communal distribution system | 489 | Industry | Boiler |  | #REF! | 0
[78 empty] | Communal distribution system | 490 | Industry | CHP |  | #REF! | 0
[78 empty] | Communal distribution system | 491 | Industry | Furnace |  | #REF! | 0
[78 empty] | Communal distribution system | 492 | Industry | Boiler |  | #REF! | 0
[78 empty] | Communal distribution system | 493 | Industry | Dryer |  | #REF! | 0
[78 empty] | Communal distribution system | 494 | Industry | Other Kiln |  | #REF! | 0
[78 empty] | Communal distribution system | 495 | Industry | Boiler |  | #REF! | 0
[78 empty] | Communal distribution system | 496 | Industry | Dryer |  | #REF! | 0
[78 empty] | Communal distribution system | 497 | Industry | Boiler |  | #REF! | 0
[78 empty] | Communal distribution system | 498 | Industry | CHP |  | #REF! | 0
[78 empty] | Communal distribution system | 499 | Industry | Oven |  | #REF! | 0
[78 empty] | Communal distribution system | 500 | Industry | Dryer |  | #REF! | 0
[78 empty] | Communal distribution system | 501 | Industry | Cement/Lime Kiln |  | #REF! | 0
[78 empty] | Communal distribution system | 502 | Industry | Other Kiln |  | #REF! | 0
[78 empty] | Communal distribution system | 503 | Industry | Furnace |  | #REF! | 0
[78 empty] | Communal distribution system | 504 | Industry | Dryer |  | #REF! | 0
[78 empty] | Communal distribution system | 505 | Industry | Other Kiln |  | #REF! | 0
[78 empty] | Communal distribution system | 506 | Industry | Boiler |  | #REF! | 0
[78 empty] | Communal distribution system | 507 | Industry | CHP |  | #REF! | 0
[78 empty] | Communal distribution system | 508 | Industry | Oven |  | #REF! | 0
[78 empty] | Communal distribution system | 509 | Industry | Furnace |  | #REF! | 0
[78 empty] | Communal distribution system | 510 | Industry | Dryer |  | #REF! | 0
[78 empty] | Communal distribution system | 511 | Industry | Boiler |  | #REF! | 0
[78 empty] | Communal distribution system | 512 | Industry | CHP |  | #REF! | 0
[78 empty] | Communal distribution system | 513 | Industry | Oven |  | #REF! | 0
[78 empty] | Communal distribution system | 514 | Industry | Furnace |  | #REF! | 0
[78 empty] | Communal distribution system | 515 | Industry | Dryer |  | #REF! | 0
[78 empty] | Communal distribution system | 516 | Industry | Boiler |  | #REF! | 0
[78 empty] | Communal distribution system | 517 | Industry | CHP |  | #REF! | 0
[78 empty] | Communal distribution system | 518 | Industry | Furnace |  | #REF! | 0
[78 empty] | Communal distribution system | 519 | Industry | Cement/Lime Kiln |  | #REF! | 0
[78 empty] | Communal distribution system | 520 | Industry | Furnace |  | #REF! | 0
[78 empty] | Communal distribution system | 521 | Industry | Dryer |  | #REF! | 0
[78 empty] | Communal distribution system | 522 | Industry | Boiler |  | #REF! | 0
[78 empty] | Communal distribution system | 523 | Industry | CHP |  | #REF! | 0
[78 empty] | Communal distribution system | 524 | Industry | Furnace |  | #REF! | 0
[78 empty] | Communal distribution system | 525 | Industry | Boiler |  | #REF! | 0
[78 empty] | Communal distribution system | 526 | Industry | Dryer |  | #REF! | 0
[78 empty] | Communal distribution system | 527 | Industry | Other Kiln |  | #REF! | 0
[78 empty] | Communal distribution system | 528 | Industry | Boiler |  | #REF! | 0
[78 empty] | Communal distribution system | 529 | Industry | Dryer |  | #REF! | 0
[78 empty] | Communal distribution system | 530 | Industry | Boiler |  | #REF! | 0
[78 empty] | Communal distribution system | 531 | Industry | CHP |  | #REF! | 0
[78 empty] | Communal distribution system | 532 | Industry | Oven |  | #REF! | 0
[78 empty] | Communal distribution system | 533 | Industry | Dryer |  | #REF! | 0
[78 empty] | Communal distribution system | 534 | Industry | Cement/Lime Kiln |  | #REF! | 0
[78 empty] | Communal distribution system | 535 | Industry | Other Kiln |  | #REF! | 0
[78 empty] | Communal distribution system | 536 | Industry | Furnace |  | #REF! | 0
[78 empty] | Communal distribution system | 537 | Industry | Dryer |  | #REF! | 0
[78 empty] | Communal distribution system | 538 | Industry | Other Kiln |  | #REF! | 0
[78 empty] | Communal distribution system | 539 | Industry | Boiler |  | #REF! | 0
[78 empty] | Communal distribution system | 540 | Industry | CHP |  | #REF! | 0
[78 empty] | Communal distribution system | 541 | Industry | Oven |  | #REF! | 0
[78 empty] | Communal distribution system | 542 | Industry | Furnace |  | #REF! | 0
[78 empty] | Communal distribution system | 543 | Industry | Dryer |  | #REF! | 0
[78 empty] | Communal distribution system | 544 | Industry | Boiler |  | #REF! | 0
[78 empty] | Communal distribution system | 545 | Industry | CHP |  | #REF! | 0
[78 empty] | Communal distribution system | 546 | Industry | Oven |  | #REF! | 0
[78 empty] | Communal distribution system | 547 | Industry | Furnace |  | #REF! | 0
[78 empty] | Communal distribution system | 548 | Industry | Dryer |  | #REF! | 0
[78 empty] | Communal distribution system | 549 | Industry | Boiler |  | #REF! | 0
[78 empty] | Communal distribution system | 550 | Industry | CHP |  | #REF! | 0
[78 empty] | Communal distribution system | 551 | Industry | Furnace |  | #REF! | 0
[78 empty] | Communal distribution system | 552 | Industry | Cement/Lime Kiln |  | #REF! | 0
[78 empty] | Communal distribution system | 553 | Industry | Furnace |  | #REF! | 0
[78 empty] | Communal distribution system | 554 | Industry | Dryer |  | #REF! | 0
[78 empty] | Communal distribution system | 555 | Industry | Boiler |  | #REF! | 0
[78 empty] | Communal distribution system | 556 | Industry | CHP |  | #REF! | 0
[78 empty] | Communal distribution system | 557 | Industry | Furnace |  | #REF! | 0
[78 empty] | Communal distribution system | 558 | Industry | Boiler |  | #REF! | 0
[78 empty] | Communal distribution system | 559 | Industry | Dryer |  | #REF! | 0
[78 empty] | Communal distribution system | 560 | Industry | Other Kiln |  | #REF! | 0
[78 empty] | Communal distribution system | 561 | Industry | Boiler |  | #REF! | 0
[78 empty] | Communal distribution system | 562 | Industry | Dryer |  | #REF! | 0
[78 empty] | Communal distribution system | 563 | Industry | Boiler |  | #REF! | 0
[78 empty] | Communal distribution system | 564 | Industry | CHP |  | #REF! | 0
[78 empty] | Communal distribution system | 565 | Industry | Oven |  | #REF! | 0
[78 empty] | Communal distribution system | 566 | Industry | Dryer |  | #REF! | 0
[78 empty] | Communal distribution system | 567 | Industry | Cement/Lime Kiln |  | #REF! | 0
[78 empty] | Communal distribution system | 568 | Industry | Other Kiln |  | #REF! | 0
[78 empty] | Communal distribution system | 569 | Industry | Furnace |  | #REF! | 0
[78 empty] | Communal distribution system | 570 | Industry | Dryer |  | #REF! | 0
[78 empty] | Communal distribution system | 571 | Industry | Other Kiln |  | #REF! | 0
[78 empty] | Communal distribution system | 572 | Industry | Boiler |  | #REF! | 0
[78 empty] | Communal distribution system | 573 | Industry | CHP |  | #REF! | 0
[78 empty] | Communal distribution system | 574 | Industry | Oven |  | #REF! | 0
[78 empty] | Communal distribution system | 575 | Industry | Furnace |  | #REF! | 0
[78 empty] | Communal distribution system | 576 | Industry | Dryer |  | #REF! | 0
[78 empty] | Communal distribution system | 577 | Industry | Boiler |  | #REF! | 0
[78 empty] | Communal distribution system | 578 | Industry | CHP |  | #REF! | 0
[78 empty] | Communal distribution system | 579 | Industry | Oven |  | #REF! | 0
[78 empty] | Communal distribution system | 580 | Industry | Furnace |  | #REF! | 0
[78 empty] | Communal distribution system | 581 | Industry | Dryer |  | #REF! | 0
[78 empty] | Communal distribution system | 582 | Industry | Boiler |  | #REF! | 0
[78 empty] | Communal distribution system | 583 | Industry | CHP |  | #REF! | 0
[78 empty] | Communal distribution system | 584 | Industry | Furnace |  | #REF! | 0
[78 empty] | Communal distribution system | 585 | Industry | Cement/Lime Kiln |  | #REF! | 0
[78 empty] | Communal distribution system | 586 | Industry | Furnace |  | #REF! | 0
[78 empty] | Communal distribution system | 587 | Industry | Dryer |  | #REF! | 0
[78 empty] | Communal distribution system | 588 | Industry | Boiler |  | #REF! | 0
[78 empty] | Communal distribution system | 589 | Industry | CHP |  | #REF! | 0
[78 empty] | Communal distribution system | 590 | Industry | Furnace |  | #REF! | 0
[78 empty] | Communal distribution system | 591 | Industry | Boiler |  | #REF! | 0
[78 empty] | Communal distribution system | 592 | Industry | Dryer |  | #REF! | 0
[78 empty] | Communal distribution system | 593 | Industry | Other Kiln |  | #REF! | 0
[78 empty] | Communal distribution system | 594 | Industry | Boiler |  | #REF! | 0
[78 empty] | Communal distribution system | 595 | Industry | Dryer |  | #REF! | 0
[78 empty] | Communal distribution system | 596 | Industry | Boiler |  | #REF! | 0
[78 empty] | Communal distribution system | 597 | Industry | CHP |  | #REF! | 0
[78 empty] | Communal distribution system | 598 | Industry | Oven |  | #REF! | 0
[78 empty] | Communal distribution system | 599 | Industry | Dryer |  | #REF! | 0
[78 empty] | Communal distribution system | 600 | Industry | Cement/Lime Kiln |  | #REF! | 0
[78 empty] | Communal distribution system | 601 | Industry | Other Kiln |  | #REF! | 0
[78 empty] | Communal distribution system | 602 | Industry | Furnace |  | #REF! | 0
[78 empty] | Communal distribution system | 603 | Industry | Dryer |  | #REF! | 0
[78 empty] | Communal distribution system | 604 | Industry | Other Kiln |  | #REF! | 0
[78 empty] | Communal distribution system | 605 | Industry | Boiler |  | #REF! | 0
[78 empty] | Communal distribution system | 606 | Industry | CHP |  | #REF! | 0
[78 empty] | Communal distribution system | 607 | Industry | Oven |  | #REF! | 0
[78 empty] | Communal distribution system | 608 | Industry | Furnace |  | #REF! | 0
[78 empty] | Communal distribution system | 609 | Industry | Dryer |  | #REF! | 0
[78 empty] | Communal distribution system | 610 | Industry | Boiler |  | #REF! | 0
[78 empty] | Communal distribution system | 611 | Industry | CHP |  | #REF! | 0
[78 empty] | Communal distribution system | 612 | Industry | Oven |  | #REF! | 0
[78 empty] | Communal distribution system | 613 | Industry | Furnace |  | #REF! | 0
[78 empty] | Communal distribution system | 614 | Industry | Dryer |  | #REF! | 0
[78 empty] | Communal distribution system | 615 | Industry | Boiler |  | #REF! | 0
[78 empty] | Communal distribution system | 616 | Industry | CHP |  | #REF! | 0
[78 empty] | Communal distribution system | 617 | Industry | Furnace |  | #REF! | 0
[78 empty] | Communal distribution system | 618 | Industry | Cement/Lime Kiln |  | #REF! | 0
[78 empty] | Communal distribution system | 619 | Industry | Furnace |  | #REF! | 0
[78 empty] | Communal distribution system | 620 | Industry | Dryer |  | #REF! | 0
[78 empty] | Communal distribution system | 621 | Industry | Boiler |  | #REF! | 0
[78 empty] | Communal distribution system | 622 | Industry | CHP |  | #REF! | 0
[78 empty] | Communal distribution system | 623 | Industry | Furnace |  | #REF! | 0
[78 empty] | Communal distribution system | 624 | Industry | Boiler |  | #REF! | 0
[78 empty] | Communal distribution system | 625 | Industry | Dryer |  | #REF! | 0
[78 empty] | Communal distribution system | 626 | Industry | Other Kiln |  | #REF! | 0
[78 empty] | Communal distribution system | 627 | Industry | Boiler |  | #REF! | 0
[78 empty] | Communal distribution system | 628 | Industry | Dryer |  | #REF! | 0
[78 empty] | Communal distribution system | 629 | Industry | Boiler |  | #REF! | 0
[78 empty] | Communal distribution system | 630 | Industry | CHP |  | #REF! | 0
[78 empty] | Communal distribution system | 631 | Industry | Oven |  | #REF! | 0
[78 empty] | Communal distribution system | 632 | Industry | Dryer |  | #REF! | 0
[78 empty] | Communal distribution system | 633 | Industry | Cement/Lime Kiln |  | #REF! | 0
[78 empty] | Communal distribution system | 634 | Industry | Other Kiln |  | #REF! | 0
[78 empty] | Communal distribution system | 635 | Industry | Furnace |  | #REF! | 0
[78 empty] | Communal distribution system | 636 | Industry | Dryer |  | #REF! | 0
[78 empty] | Communal distribution system | 637 | Industry | Other Kiln |  | #REF! | 0
[78 empty] | Communal distribution system | 638 | Industry | Boiler |  | #REF! | 0
[78 empty] | Communal distribution system | 639 | Industry | CHP |  | #REF! | 0
[78 empty] | Communal distribution system | 640 | Industry | Oven |  | #REF! | 0
[78 empty] | Communal distribution system | 641 | Industry | Furnace |  | #REF! | 0
[78 empty] | Communal distribution system | 642 | Industry | Dryer |  | #REF! | 0
[78 empty] | Communal distribution system | 643 | Industry | Boiler |  | #REF! | 0
[78 empty] | Communal distribution system | 644 | Industry | CHP |  | #REF! | 0
[78 empty] | Communal distribution system | 645 | Industry | Oven |  | #REF! | 0
[78 empty] | Communal distribution system | 646 | Industry | Furnace |  | #REF! | 0
[78 empty] | Communal distribution system | 647 | Industry | Dryer |  | #REF! | 0
[78 empty] | Communal distribution system | 648 | Industry | Boiler |  | #REF! | 0
[78 empty] | Communal distribution system | 649 | Industry | CHP |  | #REF! | 0
[78 empty] | Communal distribution system | 650 | Industry | Furnace |  | #REF! | 0
[78 empty] | Communal distribution system | 651 | Industry | Cement/Lime Kiln |  | #REF! | 0
[78 empty] | Communal distribution system | 652 | Industry | Furnace |  | #REF! | 0
[78 empty] | Communal distribution system | 653 | Industry | Dryer |  | #REF! | 0
[78 empty] | Communal distribution system | 654 | Industry | Boiler |  | #REF! | 0
[78 empty] | Communal distribution system | 655 | Industry | CHP |  | #REF! | 0
[78 empty] | Communal distribution system | 656 | Industry | Furnace |  | #REF! | 0
[78 empty] | Communal distribution system | 657 | Industry | Boiler |  | #REF! | 0
[78 empty] | Communal distribution system | 658 | Industry | Dryer |  | #REF! | 0
[78 empty] | Communal distribution system | 659 | Industry | Other Kiln |  | #REF! | 0
[78 empty] | Communal distribution system | 660 | Industry | Boiler |  | #REF! | 0
[78 empty] | Communal distribution system | 661 | Industry | Dryer |  | #REF! | 0
[78 empty] | Communal distribution system | 662 | Industry | Boiler |  | #REF! | 0
[78 empty] | Communal distribution system | 663 | Industry | CHP |  | #REF! | 0
[78 empty] | Communal distribution system | 664 | Industry | Oven |  | #REF! | 0
[78 empty] | Communal distribution system | 665 | Industry | Dryer |  | #REF! | 0
[78 empty] | Communal distribution system | 666 | Industry | Cement/Lime Kiln |  | #REF! | 0
[78 empty] | Communal distribution system | 667 | Industry | Other Kiln |  | #REF! | 0
[78 empty] | Communal distribution system | 668 | Industry | Furnace |  | #REF! | 0
[78 empty] | Communal distribution system | 669 | Industry | Dryer |  | #REF! | 0
[78 empty] | Communal distribution system | 670 | Industry | Other Kiln |  | #REF! | 0
[78 empty] | Communal distribution system | 671 | Industry | Boiler |  | #REF! | 0
[78 empty] | Communal distribution system | 672 | Industry | CHP |  | #REF! | 0
[78 empty] | Communal distribution system | 673 | Industry | Oven |  | #REF! | 0
[78 empty] | Communal distribution system | 674 | Industry | Furnace |  | #REF! | 0
[78 empty] | Communal distribution system | 675 | Industry | Dryer |  | #REF! | 0
[78 empty] | Communal distribution system | 676 | Industry | Boiler |  | #REF! | 0
[78 empty] | Communal distribution system | 677 | Industry | CHP |  | #REF! | 0
[78 empty] | Communal distribution system | 678 | Industry | Oven |  | #REF! | 0
[78 empty] | Communal distribution system | 679 | Industry | Furnace |  | #REF! | 0
[78 empty] | Communal distribution system | 680 | Industry | Dryer |  | #REF! | 0
[78 empty] | Gas network connection | 1 | Commercial | Electric heating |  | #REF! | 289.47 | 2025
[78 empty] | Gas network connection | 2 | Commercial | Electric heating |  | #REF! | 289.47 | 2025
[78 empty] | Gas network connection | 3 | Commercial | Gas boiler |  | #REF! | 0
[78 empty] | Gas network connection | 4 | Commercial | Gas boiler |  | #REF! | 0
[78 empty] | Gas network connection | 5 | Commercial | Gas boiler |  | #REF! | 0
[78 empty] | Gas network connection | 6 | Commercial | Oil boiler |  | #REF! | 289.47 | 2025
[78 empty] | Gas network connection | 7 | Commercial | Oil boiler |  | #REF! | 289.47 | 2025
[78 empty] | Gas network connection | 8 | Commercial | Oil boiler |  | #REF! | 289.47 | 2025
[78 empty] | Gas network connection | 9 | Commercial | Oil boiler |  | #REF! | 289.47 | 2025
[78 empty] | Gas network connection | 10 | Commercial | Oil boiler |  | #REF! | 289.47 | 2025
[78 empty] | Gas network connection | 11 | Commercial | Oil boiler |  | #REF! | 289.47 | 2025
[78 empty] | Gas network connection | 12 | Commercial | Electric heating |  | #REF! | 289.47 | 2025
[78 empty] | Gas network connection | 13 | Commercial | Electric heating |  | #REF! | 289.47 | 2025
[78 empty] | Gas network connection | 14 | Commercial | Electric heating |  | #REF! | 289.47 | 2025
[78 empty] | Gas network connection | 15 | Commercial | Electric heating |  | #REF! | 289.47 | 2025
[78 empty] | Gas network connection | 16 | Commercial | Electric heating |  | #REF! | 289.47 | 2025
[78 empty] | Gas network connection | 17 | Commercial | Gas boiler |  | #REF! | 0
[78 empty] | Gas network connection | 18 | Commercial | Gas boiler |  | #REF! | 0
[78 empty] | Gas network connection | 19 | Commercial | Gas boiler |  | #REF! | 0
[78 empty] | Gas network connection | 20 | Commercial | Gas boiler |  | #REF! | 0
[78 empty] | Gas network connection | 21 | Commercial | Oil boiler |  | #REF! | 289.47 | 2025
[78 empty] | Gas network connection | 22 | Commercial | Oil boiler |  | #REF! | 289.47 | 2025
[78 empty] | Gas network connection | 23 | Commercial | Electric heating |  | #REF! | 289.47 | 2025
[78 empty] | Gas network connection | 24 | Commercial | Electric heating |  | #REF! | 289.47 | 2025
[78 empty] | Gas network connection | 25 | Commercial | Electric heating |  | #REF! | 289.47 | 2025
[78 empty] | Gas network connection | 26 | Commercial | Electric heating |  | #REF! | 289.47 | 2025
[78 empty] | Gas network connection | 27 | Commercial | Electric heating |  | #REF! | 289.47 | 2025
[78 empty] | Gas network connection | 28 | Commercial | Electric heating |  | #REF! | 289.47 | 2025
[78 empty] | Gas network connection | 29 | Commercial | Electric heating |  | #REF! | 289.47 | 2025
[78 empty] | Gas network connection | 30 | Commercial | Electric heating |  | #REF! | 289.47 | 2025
[78 empty] | Gas network connection | 31 | Commercial | Electric heating |  | #REF! | 289.47 | 2025
[78 empty] | Gas network connection | 32 | Commercial | Electric heating |  | #REF! | 289.47 | 2025
[78 empty] | Gas network connection | 33 | Commercial | Electric heating |  | #REF! | 289.47 | 2025
[78 empty] | Gas network connection | 34 | Commercial | Gas boiler |  | #REF! | 0
[78 empty] | Gas network connection | 35 | Commercial | Gas boiler |  | #REF! | 0
[78 empty] | Gas network connection | 36 | Commercial | Oil boiler |  | #REF! | 289.47 | 2025
[78 empty] | Gas network connection | 37 | Commercial | Oil boiler |  | #REF! | 289.47 | 2025
[78 empty] | Gas network connection | 38 | Commercial | Oil boiler |  | #REF! | 289.47 | 2025
[78 empty] | Gas network connection | 39 | Commercial | Oil boiler |  | #REF! | 289.47 | 2025
[78 empty] | Gas network connection | 40 | Commercial | Electric heating |  | #REF! | 289.47 | 2025
[78 empty] | Gas network connection | 41 | Commercial | Electric heating |  | #REF! | 289.47 | 2025
[78 empty] | Gas network connection | 42 | Commercial | Electric heating |  | #REF! | 289.47 | 2025
[78 empty] | Gas network connection | 43 | Commercial | Electric heating |  | #REF! | 289.47 | 2025
[78 empty] | Gas network connection | 44 | Commercial | Electric heating |  | #REF! | 289.47 | 2025
[78 empty] | Gas network connection | 45 | Commercial | Electric heating |  | #REF! | 289.47 | 2025
[78 empty] | Gas network connection | 46 | Commercial | Electric heating |  | #REF! | 289.47 | 2025
[78 empty] | Gas network connection | 47 | Commercial | Electric heating |  | #REF! | 289.47 | 2025
[78 empty] | Gas network connection | 48 | Commercial | Electric heating |  | #REF! | 289.47 | 2025
[78 empty] | Gas network connection | 49 | Commercial | Electric heating |  | #REF! | 289.47 | 2025
[78 empty] | Gas network connection | 50 | Commercial | Electric heating |  | #REF! | 289.47 | 2025
[78 empty] | Gas network connection | 51 | Commercial | Electric heating |  | #REF! | 289.47 | 2025
[78 empty] | Gas network connection | 52 | Commercial | Gas boiler |  | #REF! | 0
[78 empty] | Gas network connection | 53 | Commercial | Gas boiler |  | #REF! | 0
[78 empty] | Gas network connection | 54 | Commercial | Gas boiler |  | #REF! | 0
[78 empty] | Gas network connection | 55 | Commercial | Gas boiler |  | #REF! | 0
[78 empty] | Gas network connection | 56 | Commercial | Gas boiler |  | #REF! | 0
[78 empty] | Gas network connection | 57 | Commercial | Gas boiler |  | #REF! | 0
[78 empty] | Gas network connection | 58 | Commercial | Gas boiler |  | #REF! | 0
[78 empty] | Gas network connection | 59 | Commercial | Oil boiler |  | #REF! | 289.47 | 2025
[78 empty] | Gas network connection | 60 | Commercial | Oil boiler |  | #REF! | 289.47 | 2025
[78 empty] | Gas network connection | 61 | Commercial | Oil boiler |  | #REF! | 289.47 | 2025
[78 empty] | Gas network connection | 62 | Commercial | Oil boiler |  | #REF! | 289.47 | 2025
[78 empty] | Gas network connection | 63 | Commercial | Oil boiler |  | #REF! | 289.47 | 2025
[78 empty] | Gas network connection | 64 | Commercial | Oil boiler |  | #REF! | 289.47 | 2025
[78 empty] | Gas network connection | 65 | Commercial | Oil boiler |  | #REF! | 289.47 | 2025
[78 empty] | Gas network connection | 66 | Commercial | Electric heating |  | #REF! | 289.47 | 2025
[78 empty] | Gas network connection | 67 | Commercial | Electric heating |  | #REF! | 289.47 | 2025
[78 empty] | Gas network connection | 68 | Commercial | Electric heating |  | #REF! | 289.47 | 2025
[78 empty] | Gas network connection | 69 | Commercial | Electric heating |  | #REF! | 289.47 | 2025
[78 empty] | Gas network connection | 70 | Commercial | Electric heating |  | #REF! | 289.47 | 2025
[78 empty] | Gas network connection | 71 | Commercial | Electric heating |  | #REF! | 289.47 | 2025
[78 empty] | Gas network connection | 72 | Commercial | Electric heating |  | #REF! | 289.47 | 2025
[78 empty] | Gas network connection | 73 | Commercial | Electric heating |  | #REF! | 289.47 | 2025
[78 empty] | Gas network connection | 74 | Commercial | Electric heating |  | #REF! | 289.47 | 2025
[78 empty] | Gas network connection | 75 | Commercial | Electric heating |  | #REF! | 289.47 | 2025
[78 empty] | Gas network connection | 76 | Commercial | Gas boiler |  | #REF! | 0
[78 empty] | Gas network connection | 77 | Commercial | Gas boiler |  | #REF! | 0
[78 empty] | Gas network connection | 78 | Commercial | Gas boiler |  | #REF! | 0
[78 empty] | Gas network connection | 79 | Commercial | Gas boiler |  | #REF! | 0
[78 empty] | Gas network connection | 80 | Commercial | Oil boiler |  | #REF! | 289.47 | 2025
[78 empty] | Gas network connection | 81 | Commercial | Oil boiler |  | #REF! | 289.47 | 2025
[78 empty] | Gas network connection | 82 | Commercial | Oil boiler |  | #REF! | 289.47 | 2025
[78 empty] | Gas network connection | 83 | Commercial | Oil boiler |  | #REF! | 289.47 | 2025
[78 empty] | Gas network connection | 84 | Commercial | Electric heating |  | #REF! | 289.47 | 2025
[78 empty] | Gas network connection | 85 | Commercial | Electric heating |  | #REF! | 289.47 | 2025
[78 empty] | Gas network connection | 86 | Commercial | Electric heating |  | #REF! | 289.47 | 2025
[78 empty] | Gas network connection | 87 | Commercial | Electric heating |  | #REF! | 289.47 | 2025
[78 empty] | Gas network connection | 88 | Commercial | Electric heating |  | #REF! | 289.47 | 2025
[78 empty] | Gas network connection | 89 | Commercial | Electric heating |  | #REF! | 289.47 | 2025
[78 empty] | Gas network connection | 90 | Commercial | Electric heating |  | #REF! | 289.47 | 2025
[78 empty] | Gas network connection | 91 | Commercial | Electric heating |  | #REF! | 289.47 | 2025
[78 empty] | Gas network connection | 92 | Commercial | Electric heating |  | #REF! | 289.47 | 2025
[78 empty] | Gas network connection | 93 | Commercial | Electric heating |  | #REF! | 289.47 | 2025
[78 empty] | Gas network connection | 94 | Commercial | Gas boiler |  | #REF! | 0
[78 empty] | Gas network connection | 95 | Commercial | Gas boiler |  | #REF! | 0
[78 empty] | Gas network connection | 96 | Commercial | Gas boiler |  | #REF! | 0
[78 empty] | Gas network connection | 97 | Commercial | Gas boiler |  | #REF! | 0
[78 empty] | Gas network connection | 98 | Commercial | Oil boiler |  | #REF! | 289.47 | 2025
[78 empty] | Gas network connection | 99 | Commercial | Oil boiler |  | #REF! | 289.47 | 2025
[78 empty] | Gas network connection | 100 | Commercial | Oil boiler |  | #REF! | 289.47 | 2025
[78 empty] | Gas network connection | 101 | Commercial | Oil boiler |  | #REF! | 289.47 | 2025
[78 empty] | Gas network connection | 102 | Commercial | Oil boiler |  | #REF! | 289.47 | 2025
[78 empty] | Gas network connection | 103 | Commercial | Oil boiler |  | #REF! | 289.47 | 2025
[78 empty] | Gas network connection | 104 | Commercial | Electric heating |  | #REF! | 289.47 | 2025
[78 empty] | Gas network connection | 105 | Commercial | Electric heating |  | #REF! | 289.47 | 2025
[78 empty] | Gas network connection | 106 | Commercial | Electric heating |  | #REF! | 289.47 | 2025
[78 empty] | Gas network connection | 107 | Commercial | Electric heating |  | #REF! | 289.47 | 2025
[78 empty] | Gas network connection | 108 | Commercial | Gas boiler |  | #REF! | 0
[78 empty] | Gas network connection | 109 | Commercial | Gas boiler |  | #REF! | 0
[78 empty] | Gas network connection | 110 | Commercial | Oil boiler |  | #REF! | 289.47 | 2025
[78 empty] | Gas network connection | 111 | Commercial | Oil boiler |  | #REF! | 289.47 | 2025
[78 empty] | Gas network connection | 112 | Commercial | Electric heating |  | #REF! | 289.47 | 2025
[78 empty] | Gas network connection | 113 | Commercial | Oil boiler |  | #REF! | 289.47 | 2025
[78 empty] | Gas network connection | 114 | Commercial | Oil boiler |  | #REF! | 289.47 | 2025
[78 empty] | Gas network connection | 115 | Commercial | Oil boiler |  | #REF! | 289.47 | 2025
[78 empty] | Gas network connection | 116 | Public | Oil boiler |  | #REF! | 289.47 | 2025
[78 empty] | Gas network connection | 117 | Public | Oil boiler |  | #REF! | 289.47 | 2025
[78 empty] | Gas network connection | 118 | Public | Gas boiler |  | #REF! | 0
[78 empty] | Gas network connection | 119 | Public | Gas boiler |  | #REF! | 0
[78 empty] | Gas network connection | 120 | Public | Gas boiler |  | #REF! | 0
[78 empty] | Gas network connection | 121 | Public | Gas boiler |  | #REF! | 0
[78 empty] | Gas network connection | 122 | Public | Gas boiler |  | #REF! | 0
[78 empty] | Gas network connection | 123 | Public | Oil boiler |  | #REF! | 289.47 | 2025
[78 empty] | Gas network connection | 124 | Public | Oil boiler |  | #REF! | 289.47 | 2025
[78 empty] | Gas network connection | 125 | Public | Oil boiler |  | #REF! | 289.47 | 2025
[78 empty] | Gas network connection | 126 | Public | Oil boiler |  | #REF! | 289.47 | 2025
[78 empty] | Gas network connection | 127 | Public | Oil boiler |  | #REF! | 289.47 | 2025
[78 empty] | Gas network connection | 128 | Public | Oil boiler |  | #REF! | 289.47 | 2025
[78 empty] | Gas network connection | 129 | Public | Gas boiler |  | #REF! | 0
[78 empty] | Gas network connection | 130 | Public | Gas boiler |  | #REF! | 0
[78 empty] | Gas network connection | 131 | Public | Gas boiler |  | #REF! | 0
[78 empty] | Gas network connection | 132 | Public | Gas boiler |  | #REF! | 0
[78 empty] | Gas network connection | 133 | Public | Electric heating |  | #REF! | 289.47 | 2025
[78 empty] | Gas network connection | 134 | Public | Electric heating |  | #REF! | 289.47 | 2025
[78 empty] | Gas network connection | 135 | Public | Electric heating |  | #REF! | 289.47 | 2025
[78 empty] | Gas network connection | 136 | Public | Electric heating |  | #REF! | 289.47 | 2025
[78 empty] | Gas network connection | 137 | Public | Electric heating |  | #REF! | 289.47 | 2025
[78 empty] | Gas network connection | 138 | Public | Gas boiler |  | #REF! | 0
[78 empty] | Gas network connection | 139 | Public | Gas boiler |  | #REF! | 0
[78 empty] | Gas network connection | 140 | Public | Gas boiler |  | #REF! | 0
[78 empty] | Gas network connection | 141 | Public | Oil boiler |  | #REF! | 289.47 | 2025
[78 empty] | Gas network connection | 142 | Public | Oil boiler |  | #REF! | 289.47 | 2025
[78 empty] | Gas network connection | 143 | Public | Gas boiler |  | #REF! | 0
[78 empty] | Gas network connection | 144 | Public | Gas boiler |  | #REF! | 0
[78 empty] | Gas network connection | 145 | Public | Oil boiler |  | #REF! | 289.47 | 2025
[78 empty] | Gas network connection | 146 | Public | Gas boiler |  | #REF! | 0
[78 empty] | Gas network connection | 147 | Public | Gas boiler |  | #REF! | 0
[78 empty] | Gas network connection | 148 | Public | Electric heating |  | #REF! | 289.47 | 2025
[78 empty] | Gas network connection | 149 | Public | Electric heating |  | #REF! | 289.47 | 2025
[78 empty] | Gas network connection | 150 | Public | Gas boiler |  | #REF! | 0
[78 empty] | Gas network connection | 151 | Public | Gas boiler |  | #REF! | 0
[78 empty] | Gas network connection | 152 | Public | Electric heating |  | #REF! | 289.47 | 2025
[78 empty] | Gas network connection | 153 | Public | Electric heating |  | #REF! | 289.47 | 2025
[78 empty] | Gas network connection | 154 | Public | Electric heating |  | #REF! | 289.47 | 2025
[78 empty] | Gas network connection | 155 | Public | Gas boiler |  | #REF! | 0
[78 empty] | Gas network connection | 156 | Public | Gas boiler |  | #REF! | 0
[78 empty] | Gas network connection | 157 | Public | Electric heating |  | #REF! | 289.47 | 2025
[78 empty] | Gas network connection | 158 | Public | Electric heating |  | #REF! | 289.47 | 2025
[78 empty] | Gas network connection | 159 | Public | Gas boiler |  | #REF! | 0
[78 empty] | Gas network connection | 160 | Public | Gas boiler |  | #REF! | 0
[78 empty] | Gas network connection | 161 | Public | Oil boiler |  | #REF! | 289.47 | 2025
[78 empty] | Gas network connection | 162 | Residential | ASHP | 0.0063125 | 1 | 289 | 2025
[78 empty] | Gas network connection | 163 | Residential | Gas boiler | 0.037791 | 0 | 0
[78 empty] | Gas network connection | 164 | Residential | Gas boiler | 0.052846 | 0 | 0
[78 empty] | Gas network connection | 165 | Residential | Communal ASHP | 0.042888 | 1 | 289 | 2025
[78 empty] | Gas network connection | 166 | Residential | Oil boiler | 0.081081 | 1 | 289 | 2025
[78 empty] | Gas network connection | 167 | Residential | Solid boiler | 0.15662 | 1 | 289 | 2025
[78 empty] | Gas network connection | 168 | Residential | Electric heating | 0.22345 | 1 | 289 | 2025
[78 empty] | Gas network connection | 169 | Residential | Gas boiler | 0.073354 | 0 | 0
[78 empty] | Gas network connection | 170 | Residential | Oil boiler | 0.070974 | 1 | 289 | 2025
[78 empty] | Gas network connection | 171 | Residential | Solid boiler | 0.056359 | 1 | 289 | 2025
[78 empty] | Gas network connection | 172 | Residential | Electric heating | 0.076321 | 1 | 289 | 2025
[78 empty] | Gas network connection | 173 | Residential | Gas boiler | 0.079515 | 0 | 0
[78 empty] | Gas network connection | 174 | Residential | Oil boiler | 0.075853 | 1 | 289 | 2025
[78 empty] | Gas network connection | 175 | Residential | Solid boiler | 0.070615 | 1 | 289 | 2025
[78 empty] | Gas network connection | 176 | Residential | Electric heating | 0.021739 | 1 | 289 | 2025
[78 empty] | Gas network connection | 177 | Residential | Gas boiler | 0.018355 | 0 | 0
[78 empty] | Gas network connection | 178 | Residential | Oil boiler | 0.011848 | 1 | 289 | 2025
[78 empty] | Gas network connection | 179 | Residential | Solid boiler | 0.011409 | 1 | 289 | 2025
[78 empty] | Gas network connection | 180 | Residential | Electric heating | 0.013622 | 1 | 289 | 2025
[78 empty] | Gas network connection | 181 | Residential | Gas boiler | 0.019992 | 0 | 0
[78 empty] | Gas network connection | 182 | Residential | Oil boiler | 0.030681 | 1 | 289 | 2025
[78 empty] | Gas network connection | 183 | Residential | Solid boiler | 0 | 1 | 289 | 2025
[78 empty] | Gas network connection | 184 | Residential | ASHP | 0 | 1 | 289 | 2025
[78 empty] | Gas network connection | 185 | Residential | Gas boiler | 0.0031949 | 0 | 0
[78 empty] | Gas network connection | 186 | Residential | Oil boiler | 0.0011876 | 1 | 289 | 2025
[78 empty] | Gas network connection | 187 | Residential | Solid boiler | 0.0038388 | 1 | 289 | 2025
[78 empty] | Gas network connection | 188 | Residential | Electric heating | 0.0073925 | 1 | 289 | 2025
[78 empty] | Gas network connection | 189 | Residential | Gas boiler | 0.13539 | 0 | 0
[78 empty] | Gas network connection | 190 | Residential | Oil boiler | 0.0061185 | 1 | 289 | 2025
[78 empty] | Gas network connection | 191 | Residential | Solid boiler | 0.036913 | 1 | 289 | 2025
[78 empty] | Gas network connection | 192 | Residential | Electric heating | 0.1209 | 1 | 289 | 2025
[78 empty] | Gas network connection | 193 | Residential | Gas boiler | 0.11167 | 0 | 0
[78 empty] | Gas network connection | 194 | Residential | Oil boiler | 0.06089 | 1 | 289 | 2025
[78 empty] | Gas network connection | 195 | Residential | Solid boiler | 0.081281 | 1 | 289 | 2025
[78 empty] | Gas network connection | 196 | Residential | Electric heating | 0.16822 | 1 | 289 | 2025
[78 empty] | Gas network connection | 197 | Residential | Gas boiler | 0.048693 | 0 | 0
[78 empty] | Gas network connection | 198 | Residential | Oil boiler | 0.066513 | 1 | 289 | 2025
[78 empty] | Gas network connection | 199 | Residential | Solid boiler | 0.038791 | 1 | 289 | 2025
[78 empty] | Gas network connection | 200 | Residential | Electric heating | 0.034132 | 1 | 289 | 2025
[78 empty] | Gas network connection | 201 | Residential | Gas boiler | 0.037623 | 0 | 0
[78 empty] | Gas network connection | 202 | Residential | Oil boiler | 0.026642 | 1 | 289 | 2025
[78 empty] | Gas network connection | 203 | Residential | Solid boiler | 0.035233 | 1 | 289 | 2025
[78 empty] | Gas network connection | 204 | Residential | ASHP | 0.0086114 | 1 | 289 | 2025
[78 empty] | Gas network connection | 205 | Residential | Gas boiler | 0.011068 | 0 | 0
[78 empty] | Gas network connection | 206 | Residential | Oil boiler | 0.0070599 | 1 | 289 | 2025
[78 empty] | Gas network connection | 207 | Residential | Solid boiler | 0.0049104 | 1 | 289 | 2025
[78 empty] | Gas network connection | 208 | Residential | Electric heating | 0.0073255 | 1 | 289 | 2025
[78 empty] | Gas network connection | 209 | Residential | Gas boiler | 0.008427 | 0 | 0
[78 empty] | Gas network connection | 210 | Residential | Oil boiler | 0.016949 | 1 | 289 | 2025
[78 empty] | Gas network connection | 211 | Residential | Solid boiler | 0 | 1 | 289 | 2025
[78 empty] | Gas network connection | 212 | Residential | Electric heating | 0 | 1 | 289 | 2025
[78 empty] | Gas network connection | 213 | Residential | Gas boiler | 0 | 0 | 0
[78 empty] | Gas network connection | 214 | Residential | Oil boiler | 0.0017736 | 1 | 289 | 2025
[78 empty] | Gas network connection | 215 | Residential | Solid boiler | 0.0036329 | 1 | 289 | 2025
[78 empty] | Gas network connection | 216 | Residential | Electric heating | 0.003712 | 1 | 289 | 2025
[78 empty] | Gas network connection | 217 | Residential | Gas boiler | 0.079748 | 0 | 0
[78 empty] | Gas network connection | 218 | Residential | Oil boiler | 0.0050977 | 1 | 289 | 2025
[78 empty] | Gas network connection | 219 | Residential | Solid boiler | 0.032704 | 1 | 289 | 2025
[78 empty] | Gas network connection | 220 | Residential | Electric heating | 0.28306 | 1 | 289 | 2025
[78 empty] | Gas network connection | 221 | Residential | Gas boiler | 0.22301 | 0 | 0
[78 empty] | Gas network connection | 222 | Residential | Oil boiler | 0.13905 | 1 | 289 | 2025
[78 empty] | Gas network connection | 223 | Residential | Solid boiler | 0.17371 | 1 | 289 | 2025
[78 empty] | Gas network connection | 224 | Residential | ASHP | 0.29616 | 1 | 289 | 2025
[78 empty] | Gas network connection | 225 | Residential | Gas boiler | 0.051159 | 0 | 0
[78 empty] | Gas network connection | 226 | Residential | Oil boiler | 0.052632 | 1 | 289 | 2025
[78 empty] | Gas network connection | 227 | Residential | Solid boiler | 0.038992 | 1 | 289 | 2025
[78 empty] | Gas network connection | 228 | Residential | Electric heating | 0.032833 | 1 | 289 | 2025
[78 empty] | Gas network connection | 229 | Residential | Gas boiler | 0.042149 | 0 | 0
[78 empty] | Gas network connection | 230 | Residential | Oil boiler | 0.04326 | 1 | 289 | 2025
[78 empty] | Gas network connection | 231 | Residential | Solid boiler | 0.04375 | 1 | 289 | 2025
[78 empty] | Gas network connection | 232 | Residential | Electric heating | 0.006672 | 1 | 289 | 2025
[78 empty] | Gas network connection | 233 | Residential | Gas boiler | 0.013035 | 0 | 0
[78 empty] | Gas network connection | 234 | Residential | Oil boiler | 0.012849 | 1 | 289 | 2025
[78 empty] | Gas network connection | 235 | Residential | Solid boiler | 0.0089123 | 1 | 289 | 2025
[78 empty] | Gas network connection | 236 | Residential | Electric heating | 0.011654 | 1 | 289 | 2025
[78 empty] | Gas network connection | 237 | Residential | Gas boiler | 0.013292 | 0 | 0
[78 empty] | Gas network connection | 238 | Residential | Oil boiler | 0.028085 | 1 | 289 | 2025
[78 empty] | Gas network connection | 239 | Residential | Solid boiler | 0.0074074 | 1 | 289 | 2025
[78 empty] | Gas network connection | 240 | Residential | Electric heating | 0 | 1 | 289 | 2025
[78 empty] | Gas network connection | 241 | Residential | Gas boiler | 0.0079681 | 0 | 0
[78 empty] | Gas network connection | 242 | Residential | Oil boiler | 0.006263 | 1 | 289 | 2025
[78 empty] | Gas network connection | 243 | Residential | Solid boiler | 0.009961 | 1 | 289 | 2025
[78 empty] | Gas network connection | 274 | Agriculture | Electric heating |  | #REF! | 289.47 | 2025
[78 empty] | Gas network connection | 275 | Agriculture | Electric heating |  | #REF! | 289.47 | 2025
[78 empty] | Gas network connection | 276 | Agriculture | Electric heating |  | #REF! | 289.47 | 2025
[78 empty] | Gas network connection | 277 | Agriculture | Electric heating |  | #REF! | 289.47 | 2025
[78 empty] | Gas network connection | 278 | Agriculture | Oil boiler |  | #REF! | 289.47 | 2025
[78 empty] | Gas network connection | 279 | Agriculture | Oil boiler |  | #REF! | 289.47 | 2025
[78 empty] | Gas network connection | 280 | Agriculture | Oil boiler |  | #REF! | 289.47 | 2025
[78 empty] | Gas network connection | 281 | Agriculture | Oil boiler |  | #REF! | 289.47 | 2025
[78 empty] | Gas network connection | 282 | Agriculture | Oil boiler |  | #REF! | 289.47 | 2025
[78 empty] | Gas network connection | 283 | Agriculture | Oil boiler |  | #REF! | 289.47 | 2025
[78 empty] | Gas network connection | 284 | Agriculture | Oil boiler |  | #REF! | 289.47 | 2025
[78 empty] | Gas network connection | 285 | Industry | Boiler |  | #REF! | 0
[78 empty] | Gas network connection | 286 | Industry | CHP |  | #REF! | 0
[78 empty] | Gas network connection | 287 | Industry | Furnace |  | #REF! | 0
[78 empty] | Gas network connection | 288 | Industry | Cement/Lime Kiln |  | #REF! | 0
[78 empty] | Gas network connection | 289 | Industry | Furnace |  | #REF! | 0
[78 empty] | Gas network connection | 290 | Industry | Dryer |  | #REF! | 0
[78 empty] | Gas network connection | 291 | Industry | Boiler |  | #REF! | 0
[78 empty] | Gas network connection | 292 | Industry | CHP |  | #REF! | 0
[78 empty] | Gas network connection | 293 | Industry | Furnace |  | #REF! | 0
[78 empty] | Gas network connection | 294 | Industry | Boiler |  | #REF! | 0
[78 empty] | Gas network connection | 295 | Industry | Dryer |  | #REF! | 0
[78 empty] | Gas network connection | 296 | Industry | Other Kiln |  | #REF! | 0
[78 empty] | Gas network connection | 297 | Industry | Boiler |  | #REF! | 0
[78 empty] | Gas network connection | 298 | Industry | Dryer |  | #REF! | 0
[78 empty] | Gas network connection | 299 | Industry | Boiler |  | #REF! | 0
[78 empty] | Gas network connection | 300 | Industry | CHP |  | #REF! | 0
[78 empty] | Gas network connection | 301 | Industry | Oven |  | #REF! | 0
[78 empty] | Gas network connection | 302 | Industry | Dryer |  | #REF! | 0
[78 empty] | Gas network connection | 303 | Industry | Cement/Lime Kiln |  | #REF! | 0
[78 empty] | Gas network connection | 304 | Industry | Other Kiln |  | #REF! | 0
[78 empty] | Gas network connection | 305 | Industry | Furnace |  | #REF! | 0
[78 empty] | Gas network connection | 306 | Industry | Dryer |  | #REF! | 0
[78 empty] | Gas network connection | 307 | Industry | Other Kiln |  | #REF! | 0
[78 empty] | Gas network connection | 308 | Industry | Boiler |  | #REF! | 0
[78 empty] | Gas network connection | 309 | Industry | CHP |  | #REF! | 0
[78 empty] | Gas network connection | 310 | Industry | Oven |  | #REF! | 0
[78 empty] | Gas network connection | 311 | Industry | Furnace |  | #REF! | 0
[78 empty] | Gas network connection | 312 | Industry | Dryer |  | #REF! | 0
[78 empty] | Gas network connection | 313 | Industry | Boiler |  | #REF! | 0
[78 empty] | Gas network connection | 314 | Industry | CHP |  | #REF! | 0
[78 empty] | Gas network connection | 315 | Industry | Oven |  | #REF! | 0
[78 empty] | Gas network connection | 316 | Industry | Furnace |  | #REF! | 0
[78 empty] | Gas network connection | 317 | Industry | Dryer |  | #REF! | 0
[78 empty] | Gas network connection | 318 | Industry | Boiler |  | #REF! | 0
[78 empty] | Gas network connection | 319 | Industry | CHP |  | #REF! | 0
[78 empty] | Gas network connection | 320 | Industry | Furnace |  | #REF! | 0
[78 empty] | Gas network connection | 321 | Industry | Cement/Lime Kiln |  | #REF! | 0
[78 empty] | Gas network connection | 322 | Industry | Furnace |  | #REF! | 0
[78 empty] | Gas network connection | 323 | Industry | Dryer |  | #REF! | 0
[78 empty] | Gas network connection | 324 | Industry | Boiler |  | #REF! | 0
[78 empty] | Gas network connection | 325 | Industry | CHP |  | #REF! | 0
[78 empty] | Gas network connection | 326 | Industry | Furnace |  | #REF! | 0
[78 empty] | Gas network connection | 327 | Industry | Boiler |  | #REF! | 0
[78 empty] | Gas network connection | 328 | Industry | Dryer |  | #REF! | 0
[78 empty] | Gas network connection | 329 | Industry | Other Kiln |  | #REF! | 0
[78 empty] | Gas network connection | 330 | Industry | Boiler |  | #REF! | 0
[78 empty] | Gas network connection | 331 | Industry | Dryer |  | #REF! | 0
[78 empty] | Gas network connection | 332 | Industry | Boiler |  | #REF! | 0
[78 empty] | Gas network connection | 333 | Industry | CHP |  | #REF! | 0
[78 empty] | Gas network connection | 334 | Industry | Oven |  | #REF! | 0
[78 empty] | Gas network connection | 335 | Industry | Dryer |  | #REF! | 0
[78 empty] | Gas network connection | 336 | Industry | Cement/Lime Kiln |  | #REF! | 0
[78 empty] | Gas network connection | 337 | Industry | Other Kiln |  | #REF! | 0
[78 empty] | Gas network connection | 338 | Industry | Furnace |  | #REF! | 0
[78 empty] | Gas network connection | 339 | Industry | Dryer |  | #REF! | 0
[78 empty] | Gas network connection | 340 | Industry | Other Kiln |  | #REF! | 0
[78 empty] | Gas network connection | 341 | Industry | Boiler |  | #REF! | 0
[78 empty] | Gas network connection | 342 | Industry | CHP |  | #REF! | 0
[78 empty] | Gas network connection | 343 | Industry | Oven |  | #REF! | 0
[78 empty] | Gas network connection | 344 | Industry | Furnace |  | #REF! | 0
[78 empty] | Gas network connection | 345 | Industry | Dryer |  | #REF! | 0
[78 empty] | Gas network connection | 346 | Industry | Boiler |  | #REF! | 0
[78 empty] | Gas network connection | 347 | Industry | CHP |  | #REF! | 0
[78 empty] | Gas network connection | 348 | Industry | Oven |  | #REF! | 0
[78 empty] | Gas network connection | 349 | Industry | Furnace |  | #REF! | 0
[78 empty] | Gas network connection | 350 | Industry | Dryer |  | #REF! | 0
[78 empty] | Gas network connection | 351 | Industry | Boiler |  | #REF! | 0
[78 empty] | Gas network connection | 352 | Industry | CHP |  | #REF! | 0
[78 empty] | Gas network connection | 353 | Industry | Furnace |  | #REF! | 0
[78 empty] | Gas network connection | 354 | Industry | Cement/Lime Kiln |  | #REF! | 0
[78 empty] | Gas network connection | 355 | Industry | Furnace |  | #REF! | 0
[78 empty] | Gas network connection | 356 | Industry | Dryer |  | #REF! | 0
[78 empty] | Gas network connection | 357 | Industry | Boiler |  | #REF! | 0
[78 empty] | Gas network connection | 358 | Industry | CHP |  | #REF! | 0
[78 empty] | Gas network connection | 359 | Industry | Furnace |  | #REF! | 0
[78 empty] | Gas network connection | 360 | Industry | Boiler |  | #REF! | 0
[78 empty] | Gas network connection | 361 | Industry | Dryer |  | #REF! | 0
[78 empty] | Gas network connection | 362 | Industry | Other Kiln |  | #REF! | 0
[78 empty] | Gas network connection | 363 | Industry | Boiler |  | #REF! | 0
[78 empty] | Gas network connection | 364 | Industry | Dryer |  | #REF! | 0
[78 empty] | Gas network connection | 365 | Industry | Boiler |  | #REF! | 0
[78 empty] | Gas network connection | 366 | Industry | CHP |  | #REF! | 0
[78 empty] | Gas network connection | 367 | Industry | Oven |  | #REF! | 0
[78 empty] | Gas network connection | 368 | Industry | Dryer |  | #REF! | 0
[78 empty] | Gas network connection | 369 | Industry | Cement/Lime Kiln |  | #REF! | 0
[78 empty] | Gas network connection | 370 | Industry | Other Kiln |  | #REF! | 0
[78 empty] | Gas network connection | 371 | Industry | Furnace |  | #REF! | 0
[78 empty] | Gas network connection | 372 | Industry | Dryer |  | #REF! | 0
[78 empty] | Gas network connection | 373 | Industry | Other Kiln |  | #REF! | 0
[78 empty] | Gas network connection | 374 | Industry | Boiler |  | #REF! | 0
[78 empty] | Gas network connection | 375 | Industry | CHP |  | #REF! | 0
[78 empty] | Gas network connection | 376 | Industry | Oven |  | #REF! | 0
[78 empty] | Gas network connection | 377 | Industry | Furnace |  | #REF! | 0
[78 empty] | Gas network connection | 378 | Industry | Dryer |  | #REF! | 0
[78 empty] | Gas network connection | 379 | Industry | Boiler |  | #REF! | 0
[78 empty] | Gas network connection | 380 | Industry | CHP |  | #REF! | 0
[78 empty] | Gas network connection | 381 | Industry | Oven |  | #REF! | 0
[78 empty] | Gas network connection | 382 | Industry | Furnace |  | #REF! | 0
[78 empty] | Gas network connection | 383 | Industry | Dryer |  | #REF! | 0
[78 empty] | Gas network connection | 384 | Industry | Boiler |  | #REF! | 0
[78 empty] | Gas network connection | 385 | Industry | CHP |  | #REF! | 0
[78 empty] | Gas network connection | 386 | Industry | Furnace |  | #REF! | 0
[78 empty] | Gas network connection | 387 | Industry | Cement/Lime Kiln |  | #REF! | 0
[78 empty] | Gas network connection | 388 | Industry | Furnace |  | #REF! | 0
[78 empty] | Gas network connection | 389 | Industry | Dryer |  | #REF! | 0
[78 empty] | Gas network connection | 390 | Industry | Boiler |  | #REF! | 0
[78 empty] | Gas network connection | 391 | Industry | CHP |  | #REF! | 0
[78 empty] | Gas network connection | 392 | Industry | Furnace |  | #REF! | 0
[78 empty] | Gas network connection | 393 | Industry | Boiler |  | #REF! | 0
[78 empty] | Gas network connection | 394 | Industry | Dryer |  | #REF! | 0
[78 empty] | Gas network connection | 395 | Industry | Other Kiln |  | #REF! | 0
[78 empty] | Gas network connection | 396 | Industry | Boiler |  | #REF! | 0
[78 empty] | Gas network connection | 397 | Industry | Dryer |  | #REF! | 0
[78 empty] | Gas network connection | 398 | Industry | Boiler |  | #REF! | 0
[78 empty] | Gas network connection | 399 | Industry | CHP |  | #REF! | 0
[78 empty] | Gas network connection | 400 | Industry | Oven |  | #REF! | 0
[78 empty] | Gas network connection | 401 | Industry | Dryer |  | #REF! | 0
[78 empty] | Gas network connection | 402 | Industry | Cement/Lime Kiln |  | #REF! | 0
[78 empty] | Gas network connection | 403 | Industry | Other Kiln |  | #REF! | 0
[78 empty] | Gas network connection | 404 | Industry | Furnace |  | #REF! | 0
[78 empty] | Gas network connection | 405 | Industry | Dryer |  | #REF! | 0
[78 empty] | Gas network connection | 406 | Industry | Other Kiln |  | #REF! | 0
[78 empty] | Gas network connection | 407 | Industry | Boiler |  | #REF! | 0
[78 empty] | Gas network connection | 408 | Industry | CHP |  | #REF! | 0
[78 empty] | Gas network connection | 409 | Industry | Oven |  | #REF! | 0
[78 empty] | Gas network connection | 410 | Industry | Furnace |  | #REF! | 0
[78 empty] | Gas network connection | 411 | Industry | Dryer |  | #REF! | 0
[78 empty] | Gas network connection | 412 | Industry | Boiler |  | #REF! | 0
[78 empty] | Gas network connection | 413 | Industry | CHP |  | #REF! | 0
[78 empty] | Gas network connection | 414 | Industry | Oven |  | #REF! | 0
[78 empty] | Gas network connection | 415 | Industry | Furnace |  | #REF! | 0
[78 empty] | Gas network connection | 416 | Industry | Dryer |  | #REF! | 0
[78 empty] | Gas network connection | 417 | Industry | Boiler |  | #REF! | 0
[78 empty] | Gas network connection | 418 | Industry | CHP |  | #REF! | 0
[78 empty] | Gas network connection | 419 | Industry | Furnace |  | #REF! | 0
[78 empty] | Gas network connection | 420 | Industry | Cement/Lime Kiln |  | #REF! | 0
[78 empty] | Gas network connection | 421 | Industry | Furnace |  | #REF! | 0
[78 empty] | Gas network connection | 422 | Industry | Dryer |  | #REF! | 0
[78 empty] | Gas network connection | 423 | Industry | Boiler |  | #REF! | 0
[78 empty] | Gas network connection | 424 | Industry | CHP |  | #REF! | 0
[78 empty] | Gas network connection | 425 | Industry | Furnace |  | #REF! | 0
[78 empty] | Gas network connection | 426 | Industry | Boiler |  | #REF! | 0
[78 empty] | Gas network connection | 427 | Industry | Dryer |  | #REF! | 0
[78 empty] | Gas network connection | 428 | Industry | Other Kiln |  | #REF! | 0
[78 empty] | Gas network connection | 429 | Industry | Boiler |  | #REF! | 0
[78 empty] | Gas network connection | 430 | Industry | Dryer |  | #REF! | 0
[78 empty] | Gas network connection | 431 | Industry | Boiler |  | #REF! | 0
[78 empty] | Gas network connection | 432 | Industry | CHP |  | #REF! | 0
[78 empty] | Gas network connection | 433 | Industry | Oven |  | #REF! | 0
[78 empty] | Gas network connection | 434 | Industry | Dryer |  | #REF! | 0
[78 empty] | Gas network connection | 435 | Industry | Cement/Lime Kiln |  | #REF! | 0
[78 empty] | Gas network connection | 436 | Industry | Other Kiln |  | #REF! | 0
[78 empty] | Gas network connection | 437 | Industry | Furnace |  | #REF! | 0
[78 empty] | Gas network connection | 438 | Industry | Dryer |  | #REF! | 0
[78 empty] | Gas network connection | 439 | Industry | Other Kiln |  | #REF! | 0
[78 empty] | Gas network connection | 440 | Industry | Boiler |  | #REF! | 0
[78 empty] | Gas network connection | 441 | Industry | CHP |  | #REF! | 0
[78 empty] | Gas network connection | 442 | Industry | Oven |  | #REF! | 0
[78 empty] | Gas network connection | 443 | Industry | Furnace |  | #REF! | 0
[78 empty] | Gas network connection | 444 | Industry | Dryer |  | #REF! | 0
[78 empty] | Gas network connection | 445 | Industry | Boiler |  | #REF! | 0
[78 empty] | Gas network connection | 446 | Industry | CHP |  | #REF! | 0
[78 empty] | Gas network connection | 447 | Industry | Oven |  | #REF! | 0
[78 empty] | Gas network connection | 448 | Industry | Furnace |  | #REF! | 0
[78 empty] | Gas network connection | 449 | Industry | Dryer |  | #REF! | 0
[78 empty] | Gas network connection | 450 | Industry | Boiler |  | #REF! | 0
[78 empty] | Gas network connection | 451 | Industry | CHP |  | #REF! | 0
[78 empty] | Gas network connection | 452 | Industry | Furnace |  | #REF! | 0
[78 empty] | Gas network connection | 453 | Industry | Cement/Lime Kiln |  | #REF! | 0
[78 empty] | Gas network connection | 454 | Industry | Furnace |  | #REF! | 0
[78 empty] | Gas network connection | 455 | Industry | Dryer |  | #REF! | 0
[78 empty] | Gas network connection | 456 | Industry | Boiler |  | #REF! | 0
[78 empty] | Gas network connection | 457 | Industry | CHP |  | #REF! | 0
[78 empty] | Gas network connection | 458 | Industry | Furnace |  | #REF! | 0
[78 empty] | Gas network connection | 459 | Industry | Boiler |  | #REF! | 0
[78 empty] | Gas network connection | 460 | Industry | Dryer |  | #REF! | 0
[78 empty] | Gas network connection | 461 | Industry | Other Kiln |  | #REF! | 0
[78 empty] | Gas network connection | 462 | Industry | Boiler |  | #REF! | 0
[78 empty] | Gas network connection | 463 | Industry | Dryer |  | #REF! | 0
[78 empty] | Gas network connection | 464 | Industry | Boiler |  | #REF! | 0
[78 empty] | Gas network connection | 465 | Industry | CHP |  | #REF! | 0
[78 empty] | Gas network connection | 466 | Industry | Oven |  | #REF! | 0
[78 empty] | Gas network connection | 467 | Industry | Dryer |  | #REF! | 0
[78 empty] | Gas network connection | 468 | Industry | Cement/Lime Kiln |  | #REF! | 0
[78 empty] | Gas network connection | 469 | Industry | Other Kiln |  | #REF! | 0
[78 empty] | Gas network connection | 470 | Industry | Furnace |  | #REF! | 0
[78 empty] | Gas network connection | 471 | Industry | Dryer |  | #REF! | 0
[78 empty] | Gas network connection | 472 | Industry | Other Kiln |  | #REF! | 0
[78 empty] | Gas network connection | 473 | Industry | Boiler |  | #REF! | 0
[78 empty] | Gas network connection | 474 | Industry | CHP |  | #REF! | 0
[78 empty] | Gas network connection | 475 | Industry | Oven |  | #REF! | 0
[78 empty] | Gas network connection | 476 | Industry | Furnace |  | #REF! | 0
[78 empty] | Gas network connection | 477 | Industry | Dryer |  | #REF! | 0
[78 empty] | Gas network connection | 478 | Industry | Boiler |  | #REF! | 0
[78 empty] | Gas network connection | 479 | Industry | CHP |  | #REF! | 0
[78 empty] | Gas network connection | 480 | Industry | Oven |  | #REF! | 0
[78 empty] | Gas network connection | 481 | Industry | Furnace |  | #REF! | 0
[78 empty] | Gas network connection | 482 | Industry | Dryer |  | #REF! | 0
[78 empty] | Gas network connection | 483 | Industry | Boiler |  | #REF! | 0
[78 empty] | Gas network connection | 484 | Industry | CHP |  | #REF! | 0
[78 empty] | Gas network connection | 485 | Industry | Furnace |  | #REF! | 0
[78 empty] | Gas network connection | 486 | Industry | Cement/Lime Kiln |  | #REF! | 0
[78 empty] | Gas network connection | 487 | Industry | Furnace |  | #REF! | 0
[78 empty] | Gas network connection | 488 | Industry | Dryer |  | #REF! | 0
[78 empty] | Gas network connection | 489 | Industry | Boiler |  | #REF! | 0
[78 empty] | Gas network connection | 490 | Industry | CHP |  | #REF! | 0
[78 empty] | Gas network connection | 491 | Industry | Furnace |  | #REF! | 0
[78 empty] | Gas network connection | 492 | Industry | Boiler |  | #REF! | 0
[78 empty] | Gas network connection | 493 | Industry | Dryer |  | #REF! | 0
[78 empty] | Gas network connection | 494 | Industry | Other Kiln |  | #REF! | 0
[78 empty] | Gas network connection | 495 | Industry | Boiler |  | #REF! | 0
[78 empty] | Gas network connection | 496 | Industry | Dryer |  | #REF! | 0
[78 empty] | Gas network connection | 497 | Industry | Boiler |  | #REF! | 0
[78 empty] | Gas network connection | 498 | Industry | CHP |  | #REF! | 0
[78 empty] | Gas network connection | 499 | Industry | Oven |  | #REF! | 0
[78 empty] | Gas network connection | 500 | Industry | Dryer |  | #REF! | 0
[78 empty] | Gas network connection | 501 | Industry | Cement/Lime Kiln |  | #REF! | 0
[78 empty] | Gas network connection | 502 | Industry | Other Kiln |  | #REF! | 0
[78 empty] | Gas network connection | 503 | Industry | Furnace |  | #REF! | 0
[78 empty] | Gas network connection | 504 | Industry | Dryer |  | #REF! | 0
[78 empty] | Gas network connection | 505 | Industry | Other Kiln |  | #REF! | 0
[78 empty] | Gas network connection | 506 | Industry | Boiler |  | #REF! | 0
[78 empty] | Gas network connection | 507 | Industry | CHP |  | #REF! | 0
[78 empty] | Gas network connection | 508 | Industry | Oven |  | #REF! | 0
[78 empty] | Gas network connection | 509 | Industry | Furnace |  | #REF! | 0
[78 empty] | Gas network connection | 510 | Industry | Dryer |  | #REF! | 0
[78 empty] | Gas network connection | 511 | Industry | Boiler |  | #REF! | 0
[78 empty] | Gas network connection | 512 | Industry | CHP |  | #REF! | 0
[78 empty] | Gas network connection | 513 | Industry | Oven |  | #REF! | 0
[78 empty] | Gas network connection | 514 | Industry | Furnace |  | #REF! | 0
[78 empty] | Gas network connection | 515 | Industry | Dryer |  | #REF! | 0
[78 empty] | Gas network connection | 516 | Industry | Boiler |  | #REF! | 0
[78 empty] | Gas network connection | 517 | Industry | CHP |  | #REF! | 0
[78 empty] | Gas network connection | 518 | Industry | Furnace |  | #REF! | 0
[78 empty] | Gas network connection | 519 | Industry | Cement/Lime Kiln |  | #REF! | 0
[78 empty] | Gas network connection | 520 | Industry | Furnace |  | #REF! | 0
[78 empty] | Gas network connection | 521 | Industry | Dryer |  | #REF! | 0
[78 empty] | Gas network connection | 522 | Industry | Boiler |  | #REF! | 0
[78 empty] | Gas network connection | 523 | Industry | CHP |  | #REF! | 0
[78 empty] | Gas network connection | 524 | Industry | Furnace |  | #REF! | 0
[78 empty] | Gas network connection | 525 | Industry | Boiler |  | #REF! | 0
[78 empty] | Gas network connection | 526 | Industry | Dryer |  | #REF! | 0
[78 empty] | Gas network connection | 527 | Industry | Other Kiln |  | #REF! | 0
[78 empty] | Gas network connection | 528 | Industry | Boiler |  | #REF! | 0
[78 empty] | Gas network connection | 529 | Industry | Dryer |  | #REF! | 0
[78 empty] | Gas network connection | 530 | Industry | Boiler |  | #REF! | 0
[78 empty] | Gas network connection | 531 | Industry | CHP |  | #REF! | 0
[78 empty] | Gas network connection | 532 | Industry | Oven |  | #REF! | 0
[78 empty] | Gas network connection | 533 | Industry | Dryer |  | #REF! | 0
[78 empty] | Gas network connection | 534 | Industry | Cement/Lime Kiln |  | #REF! | 0
[78 empty] | Gas network connection | 535 | Industry | Other Kiln |  | #REF! | 0
[78 empty] | Gas network connection | 536 | Industry | Furnace |  | #REF! | 0
[78 empty] | Gas network connection | 537 | Industry | Dryer |  | #REF! | 0
[78 empty] | Gas network connection | 538 | Industry | Other Kiln |  | #REF! | 0
[78 empty] | Gas network connection | 539 | Industry | Boiler |  | #REF! | 0
[78 empty] | Gas network connection | 540 | Industry | CHP |  | #REF! | 0
[78 empty] | Gas network connection | 541 | Industry | Oven |  | #REF! | 0
[78 empty] | Gas network connection | 542 | Industry | Furnace |  | #REF! | 0
[78 empty] | Gas network connection | 543 | Industry | Dryer |  | #REF! | 0
[78 empty] | Gas network connection | 544 | Industry | Boiler |  | #REF! | 0
[78 empty] | Gas network connection | 545 | Industry | CHP |  | #REF! | 0
[78 empty] | Gas network connection | 546 | Industry | Oven |  | #REF! | 0
[78 empty] | Gas network connection | 547 | Industry | Furnace |  | #REF! | 0
[78 empty] | Gas network connection | 548 | Industry | Dryer |  | #REF! | 0
[78 empty] | Gas network connection | 549 | Industry | Boiler |  | #REF! | 0
[78 empty] | Gas network connection | 550 | Industry | CHP |  | #REF! | 0
[78 empty] | Gas network connection | 551 | Industry | Furnace |  | #REF! | 0
[78 empty] | Gas network connection | 552 | Industry | Cement/Lime Kiln |  | #REF! | 0
[78 empty] | Gas network connection | 553 | Industry | Furnace |  | #REF! | 0
[78 empty] | Gas network connection | 554 | Industry | Dryer |  | #REF! | 0
[78 empty] | Gas network connection | 555 | Industry | Boiler |  | #REF! | 0
[78 empty] | Gas network connection | 556 | Industry | CHP |  | #REF! | 0
[78 empty] | Gas network connection | 557 | Industry | Furnace |  | #REF! | 0
[78 empty] | Gas network connection | 558 | Industry | Boiler |  | #REF! | 0
[78 empty] | Gas network connection | 559 | Industry | Dryer |  | #REF! | 0
[78 empty] | Gas network connection | 560 | Industry | Other Kiln |  | #REF! | 0
[78 empty] | Gas network connection | 561 | Industry | Boiler |  | #REF! | 0
[78 empty] | Gas network connection | 562 | Industry | Dryer |  | #REF! | 0
[78 empty] | Gas network connection | 563 | Industry | Boiler |  | #REF! | 0
[78 empty] | Gas network connection | 564 | Industry | CHP |  | #REF! | 0
[78 empty] | Gas network connection | 565 | Industry | Oven |  | #REF! | 0
[78 empty] | Gas network connection | 566 | Industry | Dryer |  | #REF! | 0
[78 empty] | Gas network connection | 567 | Industry | Cement/Lime Kiln |  | #REF! | 0
[78 empty] | Gas network connection | 568 | Industry | Other Kiln |  | #REF! | 0
[78 empty] | Gas network connection | 569 | Industry | Furnace |  | #REF! | 0
[78 empty] | Gas network connection | 570 | Industry | Dryer |  | #REF! | 0
[78 empty] | Gas network connection | 571 | Industry | Other Kiln |  | #REF! | 0
[78 empty] | Gas network connection | 572 | Industry | Boiler |  | #REF! | 0
[78 empty] | Gas network connection | 573 | Industry | CHP |  | #REF! | 0
[78 empty] | Gas network connection | 574 | Industry | Oven |  | #REF! | 0
[78 empty] | Gas network connection | 575 | Industry | Furnace |  | #REF! | 0
[78 empty] | Gas network connection | 576 | Industry | Dryer |  | #REF! | 0
[78 empty] | Gas network connection | 577 | Industry | Boiler |  | #REF! | 0
[78 empty] | Gas network connection | 578 | Industry | CHP |  | #REF! | 0
[78 empty] | Gas network connection | 579 | Industry | Oven |  | #REF! | 0
[78 empty] | Gas network connection | 580 | Industry | Furnace |  | #REF! | 0
[78 empty] | Gas network connection | 581 | Industry | Dryer |  | #REF! | 0
[78 empty] | Gas network connection | 582 | Industry | Boiler |  | #REF! | 0
[78 empty] | Gas network connection | 583 | Industry | CHP |  | #REF! | 0
[78 empty] | Gas network connection | 584 | Industry | Furnace |  | #REF! | 0
[78 empty] | Gas network connection | 585 | Industry | Cement/Lime Kiln |  | #REF! | 0
[78 empty] | Gas network connection | 586 | Industry | Furnace |  | #REF! | 0
[78 empty] | Gas network connection | 587 | Industry | Dryer |  | #REF! | 0
[78 empty] | Gas network connection | 588 | Industry | Boiler |  | #REF! | 0
[78 empty] | Gas network connection | 589 | Industry | CHP |  | #REF! | 0
[78 empty] | Gas network connection | 590 | Industry | Furnace |  | #REF! | 0
[78 empty] | Gas network connection | 591 | Industry | Boiler |  | #REF! | 0
[78 empty] | Gas network connection | 592 | Industry | Dryer |  | #REF! | 0
[78 empty] | Gas network connection | 593 | Industry | Other Kiln |  | #REF! | 0
[78 empty] | Gas network connection | 594 | Industry | Boiler |  | #REF! | 0
[78 empty] | Gas network connection | 595 | Industry | Dryer |  | #REF! | 0
[78 empty] | Gas network connection | 596 | Industry | Boiler |  | #REF! | 0
[78 empty] | Gas network connection | 597 | Industry | CHP |  | #REF! | 0
[78 empty] | Gas network connection | 598 | Industry | Oven |  | #REF! | 0
[78 empty] | Gas network connection | 599 | Industry | Dryer |  | #REF! | 0
[78 empty] | Gas network connection | 600 | Industry | Cement/Lime Kiln |  | #REF! | 0
[78 empty] | Gas network connection | 601 | Industry | Other Kiln |  | #REF! | 0
[78 empty] | Gas network connection | 602 | Industry | Furnace |  | #REF! | 0
[78 empty] | Gas network connection | 603 | Industry | Dryer |  | #REF! | 0
[78 empty] | Gas network connection | 604 | Industry | Other Kiln |  | #REF! | 0
[78 empty] | Gas network connection | 605 | Industry | Boiler |  | #REF! | 0
[78 empty] | Gas network connection | 606 | Industry | CHP |  | #REF! | 0
[78 empty] | Gas network connection | 607 | Industry | Oven |  | #REF! | 0
[78 empty] | Gas network connection | 608 | Industry | Furnace |  | #REF! | 0
[78 empty] | Gas network connection | 609 | Industry | Dryer |  | #REF! | 0
[78 empty] | Gas network connection | 610 | Industry | Boiler |  | #REF! | 0
[78 empty] | Gas network connection | 611 | Industry | CHP |  | #REF! | 0
[78 empty] | Gas network connection | 612 | Industry | Oven |  | #REF! | 0
[78 empty] | Gas network connection | 613 | Industry | Furnace |  | #REF! | 0
[78 empty] | Gas network connection | 614 | Industry | Dryer |  | #REF! | 0
[78 empty] | Gas network connection | 615 | Industry | Boiler |  | #REF! | 0
[78 empty] | Gas network connection | 616 | Industry | CHP |  | #REF! | 0
[78 empty] | Gas network connection | 617 | Industry | Furnace |  | #REF! | 0
[78 empty] | Gas network connection | 618 | Industry | Cement/Lime Kiln |  | #REF! | 0
[78 empty] | Gas network connection | 619 | Industry | Furnace |  | #REF! | 0
[78 empty] | Gas network connection | 620 | Industry | Dryer |  | #REF! | 0
[78 empty] | Gas network connection | 621 | Industry | Boiler |  | #REF! | 0
[78 empty] | Gas network connection | 622 | Industry | CHP |  | #REF! | 0
[78 empty] | Gas network connection | 623 | Industry | Furnace |  | #REF! | 0
[78 empty] | Gas network connection | 624 | Industry | Boiler |  | #REF! | 0
[78 empty] | Gas network connection | 625 | Industry | Dryer |  | #REF! | 0
[78 empty] | Gas network connection | 626 | Industry | Other Kiln |  | #REF! | 0
[78 empty] | Gas network connection | 627 | Industry | Boiler |  | #REF! | 0
[78 empty] | Gas network connection | 628 | Industry | Dryer |  | #REF! | 0
[78 empty] | Gas network connection | 629 | Industry | Boiler |  | #REF! | 0
[78 empty] | Gas network connection | 630 | Industry | CHP |  | #REF! | 0
[78 empty] | Gas network connection | 631 | Industry | Oven |  | #REF! | 0
[78 empty] | Gas network connection | 632 | Industry | Dryer |  | #REF! | 0
[78 empty] | Gas network connection | 633 | Industry | Cement/Lime Kiln |  | #REF! | 0
[78 empty] | Gas network connection | 634 | Industry | Other Kiln |  | #REF! | 0
[78 empty] | Gas network connection | 635 | Industry | Furnace |  | #REF! | 0
[78 empty] | Gas network connection | 636 | Industry | Dryer |  | #REF! | 0
[78 empty] | Gas network connection | 637 | Industry | Other Kiln |  | #REF! | 0
[78 empty] | Gas network connection | 638 | Industry | Boiler |  | #REF! | 0
[78 empty] | Gas network connection | 639 | Industry | CHP |  | #REF! | 0
[78 empty] | Gas network connection | 640 | Industry | Oven |  | #REF! | 0
[78 empty] | Gas network connection | 641 | Industry | Furnace |  | #REF! | 0
[78 empty] | Gas network connection | 642 | Industry | Dryer |  | #REF! | 0
[78 empty] | Gas network connection | 643 | Industry | Boiler |  | #REF! | 0
[78 empty] | Gas network connection | 644 | Industry | CHP |  | #REF! | 0
[78 empty] | Gas network connection | 645 | Industry | Oven |  | #REF! | 0
[78 empty] | Gas network connection | 646 | Industry | Furnace |  | #REF! | 0
[78 empty] | Gas network connection | 647 | Industry | Dryer |  | #REF! | 0
[78 empty] | Gas network connection | 648 | Industry | Boiler |  | #REF! | 0
[78 empty] | Gas network connection | 649 | Industry | CHP |  | #REF! | 0
[78 empty] | Gas network connection | 650 | Industry | Furnace |  | #REF! | 0
[78 empty] | Gas network connection | 651 | Industry | Cement/Lime Kiln |  | #REF! | 0
[78 empty] | Gas network connection | 652 | Industry | Furnace |  | #REF! | 0
[78 empty] | Gas network connection | 653 | Industry | Dryer |  | #REF! | 0
[78 empty] | Gas network connection | 654 | Industry | Boiler |  | #REF! | 0
[78 empty] | Gas network connection | 655 | Industry | CHP |  | #REF! | 0
[78 empty] | Gas network connection | 656 | Industry | Furnace |  | #REF! | 0
[78 empty] | Gas network connection | 657 | Industry | Boiler |  | #REF! | 0
[78 empty] | Gas network connection | 658 | Industry | Dryer |  | #REF! | 0
[78 empty] | Gas network connection | 659 | Industry | Other Kiln |  | #REF! | 0
[78 empty] | Gas network connection | 660 | Industry | Boiler |  | #REF! | 0
[78 empty] | Gas network connection | 661 | Industry | Dryer |  | #REF! | 0
[78 empty] | Gas network connection | 662 | Industry | Boiler |  | #REF! | 0
[78 empty] | Gas network connection | 663 | Industry | CHP |  | #REF! | 0
[78 empty] | Gas network connection | 664 | Industry | Oven |  | #REF! | 0
[78 empty] | Gas network connection | 665 | Industry | Dryer |  | #REF! | 0
[78 empty] | Gas network connection | 666 | Industry | Cement/Lime Kiln |  | #REF! | 0
[78 empty] | Gas network connection | 667 | Industry | Other Kiln |  | #REF! | 0
[78 empty] | Gas network connection | 668 | Industry | Furnace |  | #REF! | 0
[78 empty] | Gas network connection | 669 | Industry | Dryer |  | #REF! | 0
[78 empty] | Gas network connection | 670 | Industry | Other Kiln |  | #REF! | 0
[78 empty] | Gas network connection | 671 | Industry | Boiler |  | #REF! | 0
[78 empty] | Gas network connection | 672 | Industry | CHP |  | #REF! | 0
[78 empty] | Gas network connection | 673 | Industry | Oven |  | #REF! | 0
[78 empty] | Gas network connection | 674 | Industry | Furnace |  | #REF! | 0
[78 empty] | Gas network connection | 675 | Industry | Dryer |  | #REF! | 0
[78 empty] | Gas network connection | 676 | Industry | Boiler |  | #REF! | 0
[78 empty] | Gas network connection | 677 | Industry | CHP |  | #REF! | 0
[78 empty] | Gas network connection | 678 | Industry | Oven |  | #REF! | 0
[78 empty] | Gas network connection | 679 | Industry | Furnace |  | #REF! | 0
[78 empty] | Gas network connection | 680 | Industry | Dryer |  | #REF! | 0
[78 empty] | Replacement of cooker/hob | 1 | Commercial | Commercial electric heating |  | #REF! | 0
[78 empty] | Replacement of cooker/hob | 2 | Commercial | Commercial electric heating |  | #REF! | 0
[78 empty] | Replacement of cooker/hob | 3 | Commercial | Gas boiler |  | #REF! | 0
[78 empty] | Replacement of cooker/hob | 4 | Commercial | Gas boiler |  | #REF! | 0
[78 empty] | Replacement of cooker/hob | 5 | Commercial | Gas boiler |  | #REF! | 0
[78 empty] | Replacement of cooker/hob | 6 | Commercial | Oil boiler |  | #REF! | 0
[78 empty] | Replacement of cooker/hob | 7 | Commercial | Oil boiler |  | #REF! | 0
[78 empty] | Replacement of cooker/hob | 8 | Commercial | Oil boiler |  | #REF! | 0
[78 empty] | Replacement of cooker/hob | 9 | Commercial | Oil boiler |  | #REF! | 0
[78 empty] | Replacement of cooker/hob | 10 | Commercial | Oil boiler |  | #REF! | 0
[78 empty] | Replacement of cooker/hob | 11 | Commercial | Oil boiler |  | #REF! | 0
[78 empty] | Replacement of cooker/hob | 12 | Commercial | Commercial electric heating |  | #REF! | 0
[78 empty] | Replacement of cooker/hob | 13 | Commercial | Commercial electric heating |  | #REF! | 0
[78 empty] | Replacement of cooker/hob | 14 | Commercial | Commercial electric heating |  | #REF! | 0
[78 empty] | Replacement of cooker/hob | 15 | Commercial | Commercial electric heating |  | #REF! | 0
[78 empty] | Replacement of cooker/hob | 16 | Commercial | Commercial electric heating |  | #REF! | 0
[78 empty] | Replacement of cooker/hob | 17 | Commercial | Gas boiler |  | #REF! | 0
[78 empty] | Replacement of cooker/hob | 18 | Commercial | Gas boiler |  | #REF! | 0
[78 empty] | Replacement of cooker/hob | 19 | Commercial | Gas boiler |  | #REF! | 0
[78 empty] | Replacement of cooker/hob | 20 | Commercial | Gas boiler |  | #REF! | 0
[78 empty] | Replacement of cooker/hob | 21 | Commercial | Oil boiler |  | #REF! | 0
[78 empty] | Replacement of cooker/hob | 22 | Commercial | Oil boiler |  | #REF! | 0
[78 empty] | Replacement of cooker/hob | 23 | Commercial | Commercial electric heating |  | #REF! | 0
[78 empty] | Replacement of cooker/hob | 24 | Commercial | Commercial electric heating |  | #REF! | 0
[78 empty] | Replacement of cooker/hob | 25 | Commercial | Commercial electric heating |  | #REF! | 0
[78 empty] | Replacement of cooker/hob | 26 | Commercial | Commercial electric heating |  | #REF! | 0
[78 empty] | Replacement of cooker/hob | 27 | Commercial | Commercial electric heating |  | #REF! | 0
[78 empty] | Replacement of cooker/hob | 28 | Commercial | Commercial electric heating |  | #REF! | 0
[78 empty] | Replacement of cooker/hob | 29 | Commercial | Commercial electric heating |  | #REF! | 0
[78 empty] | Replacement of cooker/hob | 30 | Commercial | Commercial electric heating |  | #REF! | 0
[78 empty] | Replacement of cooker/hob | 31 | Commercial | Commercial electric heating |  | #REF! | 0
[78 empty] | Replacement of cooker/hob | 32 | Commercial | Commercial electric heating |  | #REF! | 0
[78 empty] | Replacement of cooker/hob | 33 | Commercial | Commercial electric heating |  | #REF! | 0
[78 empty] | Replacement of cooker/hob | 34 | Commercial | Gas boiler |  | #REF! | 0
[78 empty] | Replacement of cooker/hob | 35 | Commercial | Gas boiler |  | #REF! | 0
[78 empty] | Replacement of cooker/hob | 36 | Commercial | Oil boiler |  | #REF! | 0
[78 empty] | Replacement of cooker/hob | 37 | Commercial | Oil boiler |  | #REF! | 0
[78 empty] | Replacement of cooker/hob | 38 | Commercial | Oil boiler |  | #REF! | 0
[78 empty] | Replacement of cooker/hob | 39 | Commercial | Oil boiler |  | #REF! | 0
[78 empty] | Replacement of cooker/hob | 40 | Commercial | Commercial electric heating |  | #REF! | 0
[78 empty] | Replacement of cooker/hob | 41 | Commercial | Commercial electric heating |  | #REF! | 0
[78 empty] | Replacement of cooker/hob | 42 | Commercial | Commercial electric heating |  | #REF! | 0
[78 empty] | Replacement of cooker/hob | 43 | Commercial | Commercial electric heating |  | #REF! | 0
[78 empty] | Replacement of cooker/hob | 44 | Commercial | Commercial electric heating |  | #REF! | 0
[78 empty] | Replacement of cooker/hob | 45 | Commercial | Commercial electric heating |  | #REF! | 0
[78 empty] | Replacement of cooker/hob | 46 | Commercial | Commercial electric heating |  | #REF! | 0
[78 empty] | Replacement of cooker/hob | 47 | Commercial | Commercial electric heating |  | #REF! | 0
[78 empty] | Replacement of cooker/hob | 48 | Commercial | Commercial electric heating |  | #REF! | 0
[78 empty] | Replacement of cooker/hob | 49 | Commercial | Commercial electric heating |  | #REF! | 0
[78 empty] | Replacement of cooker/hob | 50 | Commercial | Commercial electric heating |  | #REF! | 0
[78 empty] | Replacement of cooker/hob | 51 | Commercial | Commercial electric heating |  | #REF! | 0
[78 empty] | Replacement of cooker/hob | 52 | Commercial | Gas boiler |  | #REF! | 0
[78 empty] | Replacement of cooker/hob | 53 | Commercial | Gas boiler |  | #REF! | 0
[78 empty] | Replacement of cooker/hob | 54 | Commercial | Gas boiler |  | #REF! | 0
[78 empty] | Replacement of cooker/hob | 55 | Commercial | Gas boiler |  | #REF! | 0
[78 empty] | Replacement of cooker/hob | 56 | Commercial | Gas boiler |  | #REF! | 0
[78 empty] | Replacement of cooker/hob | 57 | Commercial | Gas boiler |  | #REF! | 0
[78 empty] | Replacement of cooker/hob | 58 | Commercial | Gas boiler |  | #REF! | 0
[78 empty] | Replacement of cooker/hob | 59 | Commercial | Oil boiler |  | #REF! | 0
[78 empty] | Replacement of cooker/hob | 60 | Commercial | Oil boiler |  | #REF! | 0
[78 empty] | Replacement of cooker/hob | 61 | Commercial | Oil boiler |  | #REF! | 0
[78 empty] | Replacement of cooker/hob | 62 | Commercial | Oil boiler |  | #REF! | 0
[78 empty] | Replacement of cooker/hob | 63 | Commercial | Oil boiler |  | #REF! | 0
[78 empty] | Replacement of cooker/hob | 64 | Commercial | Oil boiler |  | #REF! | 0
[78 empty] | Replacement of cooker/hob | 65 | Commercial | Oil boiler |  | #REF! | 0
[78 empty] | Replacement of cooker/hob | 66 | Commercial | Commercial electric heating |  | #REF! | 0
[78 empty] | Replacement of cooker/hob | 67 | Commercial | Commercial electric heating |  | #REF! | 0
[78 empty] | Replacement of cooker/hob | 68 | Commercial | Commercial electric heating |  | #REF! | 0
[78 empty] | Replacement of cooker/hob | 69 | Commercial | Commercial electric heating |  | #REF! | 0
[78 empty] | Replacement of cooker/hob | 70 | Commercial | Commercial electric heating |  | #REF! | 0
[78 empty] | Replacement of cooker/hob | 71 | Commercial | Commercial electric heating |  | #REF! | 0
[78 empty] | Replacement of cooker/hob | 72 | Commercial | Commercial electric heating |  | #REF! | 0
[78 empty] | Replacement of cooker/hob | 73 | Commercial | Commercial electric heating |  | #REF! | 0
[78 empty] | Replacement of cooker/hob | 74 | Commercial | Commercial electric heating |  | #REF! | 0
[78 empty] | Replacement of cooker/hob | 75 | Commercial | Commercial electric heating |  | #REF! | 0
[78 empty] | Replacement of cooker/hob | 76 | Commercial | Gas boiler |  | #REF! | 0
[78 empty] | Replacement of cooker/hob | 77 | Commercial | Gas boiler |  | #REF! | 0
[78 empty] | Replacement of cooker/hob | 78 | Commercial | Gas boiler |  | #REF! | 0
[78 empty] | Replacement of cooker/hob | 79 | Commercial | Gas boiler |  | #REF! | 0
[78 empty] | Replacement of cooker/hob | 80 | Commercial | Oil boiler |  | #REF! | 0
[78 empty] | Replacement of cooker/hob | 81 | Commercial | Oil boiler |  | #REF! | 0
[78 empty] | Replacement of cooker/hob | 82 | Commercial | Oil boiler |  | #REF! | 0
[78 empty] | Replacement of cooker/hob | 83 | Commercial | Oil boiler |  | #REF! | 0
[78 empty] | Replacement of cooker/hob | 84 | Commercial | Commercial electric heating |  | #REF! | 0
[78 empty] | Replacement of cooker/hob | 85 | Commercial | Commercial electric heating |  | #REF! | 0
[78 empty] | Replacement of cooker/hob | 86 | Commercial | Commercial electric heating |  | #REF! | 0
[78 empty] | Replacement of cooker/hob | 87 | Commercial | Commercial electric heating |  | #REF! | 0
[78 empty] | Replacement of cooker/hob | 88 | Commercial | Commercial electric heating |  | #REF! | 0
[78 empty] | Replacement of cooker/hob | 89 | Commercial | Commercial electric heating |  | #REF! | 0
[78 empty] | Replacement of cooker/hob | 90 | Commercial | Commercial electric heating |  | #REF! | 0
[78 empty] | Replacement of cooker/hob | 91 | Commercial | Commercial electric heating |  | #REF! | 0
[78 empty] | Replacement of cooker/hob | 92 | Commercial | Commercial electric heating |  | #REF! | 0
[78 empty] | Replacement of cooker/hob | 93 | Commercial | Commercial electric heating |  | #REF! | 0
[78 empty] | Replacement of cooker/hob | 94 | Commercial | Gas boiler |  | #REF! | 0
[78 empty] | Replacement of cooker/hob | 95 | Commercial | Gas boiler |  | #REF! | 0
[78 empty] | Replacement of cooker/hob | 96 | Commercial | Gas boiler |  | #REF! | 0
[78 empty] | Replacement of cooker/hob | 97 | Commercial | Gas boiler |  | #REF! | 0
[78 empty] | Replacement of cooker/hob | 98 | Commercial | Oil boiler |  | #REF! | 0
[78 empty] | Replacement of cooker/hob | 99 | Commercial | Oil boiler |  | #REF! | 0
[78 empty] | Replacement of cooker/hob | 100 | Commercial | Oil boiler |  | #REF! | 0
[78 empty] | Replacement of cooker/hob | 101 | Commercial | Oil boiler |  | #REF! | 0
[78 empty] | Replacement of cooker/hob | 102 | Commercial | Oil boiler |  | #REF! | 0
[78 empty] | Replacement of cooker/hob | 103 | Commercial | Oil boiler |  | #REF! | 0
[78 empty] | Replacement of cooker/hob | 104 | Commercial | Commercial electric heating |  | #REF! | 0
[78 empty] | Replacement of cooker/hob | 105 | Commercial | Commercial electric heating |  | #REF! | 0
[78 empty] | Replacement of cooker/hob | 106 | Commercial | Commercial electric heating |  | #REF! | 0
[78 empty] | Replacement of cooker/hob | 107 | Commercial | Commercial electric heating |  | #REF! | 0
[78 empty] | Replacement of cooker/hob | 108 | Commercial | Gas boiler |  | #REF! | 0
[78 empty] | Replacement of cooker/hob | 109 | Commercial | Gas boiler |  | #REF! | 0
[78 empty] | Replacement of cooker/hob | 110 | Commercial | Oil boiler |  | #REF! | 0
[78 empty] | Replacement of cooker/hob | 111 | Commercial | Oil boiler |  | #REF! | 0
[78 empty] | Replacement of cooker/hob | 112 | Commercial | Commercial electric heating |  | #REF! | 0
[78 empty] | Replacement of cooker/hob | 113 | Commercial | Oil boiler |  | #REF! | 0
[78 empty] | Replacement of cooker/hob | 114 | Commercial | Oil boiler |  | #REF! | 0
[78 empty] | Replacement of cooker/hob | 115 | Commercial | Oil boiler |  | #REF! | 0
[78 empty] | Replacement of cooker/hob | 116 | Public | Oil boiler |  | #REF! | 0
[78 empty] | Replacement of cooker/hob | 117 | Public | Oil boiler |  | #REF! | 0
[78 empty] | Replacement of cooker/hob | 118 | Public | Gas boiler |  | #REF! | 0
[78 empty] | Replacement of cooker/hob | 119 | Public | Gas boiler |  | #REF! | 0
[78 empty] | Replacement of cooker/hob | 120 | Public | Gas boiler |  | #REF! | 0
[78 empty] | Replacement of cooker/hob | 121 | Public | Gas boiler |  | #REF! | 0
[78 empty] | Replacement of cooker/hob | 122 | Public | Gas boiler |  | #REF! | 0
[78 empty] | Replacement of cooker/hob | 123 | Public | Oil boiler |  | #REF! | 0
[78 empty] | Replacement of cooker/hob | 124 | Public | Oil boiler |  | #REF! | 0
[78 empty] | Replacement of cooker/hob | 125 | Public | Oil boiler |  | #REF! | 0
[78 empty] | Replacement of cooker/hob | 126 | Public | Oil boiler |  | #REF! | 0
[78 empty] | Replacement of cooker/hob | 127 | Public | Oil boiler |  | #REF! | 0
[78 empty] | Replacement of cooker/hob | 128 | Public | Oil boiler |  | #REF! | 0
[78 empty] | Replacement of cooker/hob | 129 | Public | Gas boiler |  | #REF! | 0
[78 empty] | Replacement of cooker/hob | 130 | Public | Gas boiler |  | #REF! | 0
[78 empty] | Replacement of cooker/hob | 131 | Public | Gas boiler |  | #REF! | 0
[78 empty] | Replacement of cooker/hob | 132 | Public | Gas boiler |  | #REF! | 0
[78 empty] | Replacement of cooker/hob | 133 | Public | Commercial electric heating |  | #REF! | 0
[78 empty] | Replacement of cooker/hob | 134 | Public | Commercial electric heating |  | #REF! | 0
[78 empty] | Replacement of cooker/hob | 135 | Public | Commercial electric heating |  | #REF! | 0
[78 empty] | Replacement of cooker/hob | 136 | Public | Commercial electric heating |  | #REF! | 0
[78 empty] | Replacement of cooker/hob | 137 | Public | Commercial electric heating |  | #REF! | 0
[78 empty] | Replacement of cooker/hob | 138 | Public | Gas boiler |  | #REF! | 0
[78 empty] | Replacement of cooker/hob | 139 | Public | Gas boiler |  | #REF! | 0
[78 empty] | Replacement of cooker/hob | 140 | Public | Gas boiler |  | #REF! | 0
[78 empty] | Replacement of cooker/hob | 141 | Public | Oil boiler |  | #REF! | 0
[78 empty] | Replacement of cooker/hob | 142 | Public | Oil boiler |  | #REF! | 0
[78 empty] | Replacement of cooker/hob | 143 | Public | Gas boiler |  | #REF! | 0
[78 empty] | Replacement of cooker/hob | 144 | Public | Gas boiler |  | #REF! | 0
[78 empty] | Replacement of cooker/hob | 145 | Public | Oil boiler |  | #REF! | 0
[78 empty] | Replacement of cooker/hob | 146 | Public | Gas boiler |  | #REF! | 0
[78 empty] | Replacement of cooker/hob | 147 | Public | Gas boiler |  | #REF! | 0
[78 empty] | Replacement of cooker/hob | 148 | Public | Commercial electric heating |  | #REF! | 0
[78 empty] | Replacement of cooker/hob | 149 | Public | Commercial electric heating |  | #REF! | 0
[78 empty] | Replacement of cooker/hob | 150 | Public | Gas boiler |  | #REF! | 0
[78 empty] | Replacement of cooker/hob | 151 | Public | Gas boiler |  | #REF! | 0
[78 empty] | Replacement of cooker/hob | 152 | Public | Commercial electric heating |  | #REF! | 0
[78 empty] | Replacement of cooker/hob | 153 | Public | Commercial electric heating |  | #REF! | 0
[78 empty] | Replacement of cooker/hob | 154 | Public | Commercial electric heating |  | #REF! | 0
[78 empty] | Replacement of cooker/hob | 155 | Public | Gas boiler |  | #REF! | 0
[78 empty] | Replacement of cooker/hob | 156 | Public | Gas boiler |  | #REF! | 0
[78 empty] | Replacement of cooker/hob | 157 | Public | Electric heating |  | #REF! | 0
[78 empty] | Replacement of cooker/hob | 158 | Public | Electric heating |  | #REF! | 0
[78 empty] | Replacement of cooker/hob | 159 | Public | Gas boiler |  | #REF! | 0
[78 empty] | Replacement of cooker/hob | 160 | Public | Gas boiler |  | #REF! | 0
[78 empty] | Replacement of cooker/hob | 161 | Public | Oil boiler |  | #REF! | 0
[78 empty] | Replacement of cooker/hob | 162 | Residential | ASHP | 0.0063125 | 1 | 0
[78 empty] | Replacement of cooker/hob | 163 | Residential | Gas boiler | 0.037791 | 0 | 740 | 2025
[78 empty] | Replacement of cooker/hob | 164 | Residential | Gas boiler | 0.052846 | 0 | 740 | 2025
[78 empty] | Replacement of cooker/hob | 165 | Residential | Communal ASHP | 0.042888 | 1 | 0
[78 empty] | Replacement of cooker/hob | 166 | Residential | Oil boiler | 0.081081 | 1 | 0
[78 empty] | Replacement of cooker/hob | 167 | Residential | Solid boiler | 0.15662 | 1 | 0
[78 empty] | Replacement of cooker/hob | 168 | Residential | Electric heating | 0.22345 | 1 | 0
[78 empty] | Replacement of cooker/hob | 169 | Residential | Gas boiler | 0.073354 | 0 | 740 | 2025
[78 empty] | Replacement of cooker/hob | 170 | Residential | Oil boiler | 0.070974 | 1 | 0
[78 empty] | Replacement of cooker/hob | 171 | Residential | Solid boiler | 0.056359 | 1 | 0
[78 empty] | Replacement of cooker/hob | 172 | Residential | Electric heating | 0.076321 | 1 | 0
[78 empty] | Replacement of cooker/hob | 173 | Residential | Gas boiler | 0.079515 | 0 | 740 | 2025
[78 empty] | Replacement of cooker/hob | 174 | Residential | Oil boiler | 0.075853 | 1 | 0
[78 empty] | Replacement of cooker/hob | 175 | Residential | Solid boiler | 0.070615 | 1 | 0
[78 empty] | Replacement of cooker/hob | 176 | Residential | Electric heating | 0.021739 | 1 | 0
[78 empty] | Replacement of cooker/hob | 177 | Residential | Gas boiler | 0.018355 | 0 | 740 | 2025
[78 empty] | Replacement of cooker/hob | 178 | Residential | Oil boiler | 0.011848 | 1 | 0
[78 empty] | Replacement of cooker/hob | 179 | Residential | Solid boiler | 0.011409 | 1 | 0
[78 empty] | Replacement of cooker/hob | 180 | Residential | Electric heating | 0.013622 | 1 | 0
[78 empty] | Replacement of cooker/hob | 181 | Residential | Gas boiler | 0.019992 | 0 | 740 | 2025
[78 empty] | Replacement of cooker/hob | 182 | Residential | Oil boiler | 0.030681 | 1 | 0
[78 empty] | Replacement of cooker/hob | 183 | Residential | Solid boiler | 0 | 1 | 0
[78 empty] | Replacement of cooker/hob | 184 | Residential | ASHP | 0 | 1 | 0
[78 empty] | Replacement of cooker/hob | 185 | Residential | Gas boiler | 0.0031949 | 0 | 740 | 2025
[78 empty] | Replacement of cooker/hob | 186 | Residential | Oil boiler | 0.0011876 | 1 | 0
[78 empty] | Replacement of cooker/hob | 187 | Residential | Solid boiler | 0.0038388 | 1 | 0
[78 empty] | Replacement of cooker/hob | 188 | Residential | Electric heating | 0.0073925 | 1 | 0
[78 empty] | Replacement of cooker/hob | 189 | Residential | Gas boiler | 0.13539 | 0 | 740 | 2025
[78 empty] | Replacement of cooker/hob | 190 | Residential | Oil boiler | 0.0061185 | 1 | 0
[78 empty] | Replacement of cooker/hob | 191 | Residential | Solid boiler | 0.036913 | 1 | 0
[78 empty] | Replacement of cooker/hob | 192 | Residential | Electric heating | 0.1209 | 1 | 0
[78 empty] | Replacement of cooker/hob | 193 | Residential | Gas boiler | 0.11167 | 0 | 740 | 2025
[78 empty] | Replacement of cooker/hob | 194 | Residential | Oil boiler | 0.06089 | 1 | 0
[78 empty] | Replacement of cooker/hob | 195 | Residential | Solid boiler | 0.081281 | 1 | 0
[78 empty] | Replacement of cooker/hob | 196 | Residential | Electric heating | 0.16822 | 1 | 0
[78 empty] | Replacement of cooker/hob | 197 | Residential | Gas boiler | 0.048693 | 0 | 740 | 2025
[78 empty] | Replacement of cooker/hob | 198 | Residential | Oil boiler | 0.066513 | 1 | 0
[78 empty] | Replacement of cooker/hob | 199 | Residential | Solid boiler | 0.038791 | 1 | 0
[78 empty] | Replacement of cooker/hob | 200 | Residential | Electric heating | 0.034132 | 1 | 0
[78 empty] | Replacement of cooker/hob | 201 | Residential | Gas boiler | 0.037623 | 0 | 740 | 2025
[78 empty] | Replacement of cooker/hob | 202 | Residential | Oil boiler | 0.026642 | 1 | 0
[78 empty] | Replacement of cooker/hob | 203 | Residential | Solid boiler | 0.035233 | 1 | 0
[78 empty] | Replacement of cooker/hob | 204 | Residential | ASHP | 0.0086114 | 1 | 0
[78 empty] | Replacement of cooker/hob | 205 | Residential | Gas boiler | 0.011068 | 0 | 740 | 2025
[78 empty] | Replacement of cooker/hob | 206 | Residential | Oil boiler | 0.0070599 | 1 | 0
[78 empty] | Replacement of cooker/hob | 207 | Residential | Solid boiler | 0.0049104 | 1 | 0
[78 empty] | Replacement of cooker/hob | 208 | Residential | Electric heating | 0.0073255 | 1 | 0
[78 empty] | Replacement of cooker/hob | 209 | Residential | Gas boiler | 0.008427 | 0 | 740 | 2025
[78 empty] | Replacement of cooker/hob | 210 | Residential | Oil boiler | 0.016949 | 1 | 0
[78 empty] | Replacement of cooker/hob | 211 | Residential | Solid boiler | 0 | 1 | 0
[78 empty] | Replacement of cooker/hob | 212 | Residential | Electric heating | 0 | 1 | 0
[78 empty] | Replacement of cooker/hob | 213 | Residential | Gas boiler | 0 | 0 | 740 | 2025
[78 empty] | Replacement of cooker/hob | 214 | Residential | Oil boiler | 0.0017736 | 1 | 0
[78 empty] | Replacement of cooker/hob | 215 | Residential | Solid boiler | 0.0036329 | 1 | 0
[78 empty] | Replacement of cooker/hob | 216 | Residential | Electric heating | 0.003712 | 1 | 0
[78 empty] | Replacement of cooker/hob | 217 | Residential | Gas boiler | 0.079748 | 0 | 740 | 2025
[78 empty] | Replacement of cooker/hob | 218 | Residential | Oil boiler | 0.0050977 | 1 | 0
[78 empty] | Replacement of cooker/hob | 219 | Residential | Solid boiler | 0.032704 | 1 | 0
[78 empty] | Replacement of cooker/hob | 220 | Residential | Electric heating | 0.28306 | 1 | 0
[78 empty] | Replacement of cooker/hob | 221 | Residential | Gas boiler | 0.22301 | 0 | 740 | 2025
[78 empty] | Replacement of cooker/hob | 222 | Residential | Oil boiler | 0.13905 | 1 | 0
[78 empty] | Replacement of cooker/hob | 223 | Residential | Solid boiler | 0.17371 | 1 | 0
[78 empty] | Replacement of cooker/hob | 224 | Residential | ASHP | 0.29616 | 1 | 0
[78 empty] | Replacement of cooker/hob | 225 | Residential | Gas boiler | 0.051159 | 0 | 740 | 2025
[78 empty] | Replacement of cooker/hob | 226 | Residential | Oil boiler | 0.052632 | 1 | 0
[78 empty] | Replacement of cooker/hob | 227 | Residential | Solid boiler | 0.038992 | 1 | 0
[78 empty] | Replacement of cooker/hob | 228 | Residential | Electric heating | 0.032833 | 1 | 0
[78 empty] | Replacement of cooker/hob | 229 | Residential | Gas boiler | 0.042149 | 0 | 740 | 2025
[78 empty] | Replacement of cooker/hob | 230 | Residential | Oil boiler | 0.04326 | 1 | 0
[78 empty] | Replacement of cooker/hob | 231 | Residential | Solid boiler | 0.04375 | 1 | 0
[78 empty] | Replacement of cooker/hob | 232 | Residential | Electric heating | 0.006672 | 1 | 0
[78 empty] | Replacement of cooker/hob | 233 | Residential | Gas boiler | 0.013035 | 0 | 740 | 2025
[78 empty] | Replacement of cooker/hob | 234 | Residential | Oil boiler | 0.012849 | 1 | 0
[78 empty] | Replacement of cooker/hob | 235 | Residential | Solid boiler | 0.0089123 | 1 | 0
[78 empty] | Replacement of cooker/hob | 236 | Residential | Electric heating | 0.011654 | 1 | 0
[78 empty] | Replacement of cooker/hob | 237 | Residential | Gas boiler | 0.013292 | 0 | 740 | 2025
[78 empty] | Replacement of cooker/hob | 238 | Residential | Oil boiler | 0.028085 | 1 | 0
[78 empty] | Replacement of cooker/hob | 239 | Residential | Solid boiler | 0.0074074 | 1 | 0
[78 empty] | Replacement of cooker/hob | 240 | Residential | Electric heating | 0 | 1 | 0
[78 empty] | Replacement of cooker/hob | 241 | Residential | Gas boiler | 0.0079681 | 0 | 740 | 2025
[78 empty] | Replacement of cooker/hob | 242 | Residential | Oil boiler | 0.006263 | 1 | 0
[78 empty] | Replacement of cooker/hob | 243 | Residential | Solid boiler | 0.009961 | 1 | 0
[78 empty] | Replacement of cooker/hob | 274 | Agriculture | Electric heating |  | #REF! | 0
[78 empty] | Replacement of cooker/hob | 275 | Agriculture | Electric heating |  | #REF! | 0
[78 empty] | Replacement of cooker/hob | 276 | Agriculture | Electric heating |  | #REF! | 0
[78 empty] | Replacement of cooker/hob | 277 | Agriculture | Electric heating |  | #REF! | 0
[78 empty] | Replacement of cooker/hob | 278 | Agriculture | Oil boiler |  | #REF! | 0
[78 empty] | Replacement of cooker/hob | 279 | Agriculture | Oil boiler |  | #REF! | 0
[78 empty] | Replacement of cooker/hob | 280 | Agriculture | Oil boiler |  | #REF! | 0
[78 empty] | Replacement of cooker/hob | 281 | Agriculture | Oil boiler |  | #REF! | 0
[78 empty] | Replacement of cooker/hob | 282 | Agriculture | Oil boiler |  | #REF! | 0
[78 empty] | Replacement of cooker/hob | 283 | Agriculture | Oil boiler |  | #REF! | 0
[78 empty] | Replacement of cooker/hob | 284 | Agriculture | Oil boiler |  | #REF! | 0
[78 empty] | Replacement of cooker/hob | 285 | Industry | Boiler |  | #REF! | 0
[78 empty] | Replacement of cooker/hob | 286 | Industry | CHP |  | #REF! | 0
[78 empty] | Replacement of cooker/hob | 287 | Industry | Furnace |  | #REF! | 0
[78 empty] | Replacement of cooker/hob | 288 | Industry | Cement/Lime Kiln |  | #REF! | 0
[78 empty] | Replacement of cooker/hob | 289 | Industry | Furnace |  | #REF! | 0
[78 empty] | Replacement of cooker/hob | 290 | Industry | Dryer |  | #REF! | 0
[78 empty] | Replacement of cooker/hob | 291 | Industry | Boiler |  | #REF! | 0
[78 empty] | Replacement of cooker/hob | 292 | Industry | CHP |  | #REF! | 0
[78 empty] | Replacement of cooker/hob | 293 | Industry | Furnace |  | #REF! | 0
[78 empty] | Replacement of cooker/hob | 294 | Industry | Boiler |  | #REF! | 0
[78 empty] | Replacement of cooker/hob | 295 | Industry | Dryer |  | #REF! | 0
[78 empty] | Replacement of cooker/hob | 296 | Industry | Other Kiln |  | #REF! | 0
[78 empty] | Replacement of cooker/hob | 297 | Industry | Boiler |  | #REF! | 0
[78 empty] | Replacement of cooker/hob | 298 | Industry | Dryer |  | #REF! | 0
[78 empty] | Replacement of cooker/hob | 299 | Industry | Boiler |  | #REF! | 0
[78 empty] | Replacement of cooker/hob | 300 | Industry | CHP |  | #REF! | 0
[78 empty] | Replacement of cooker/hob | 301 | Industry | Oven |  | #REF! | 0
[78 empty] | Replacement of cooker/hob | 302 | Industry | Dryer |  | #REF! | 0
[78 empty] | Replacement of cooker/hob | 303 | Industry | Cement/Lime Kiln |  | #REF! | 0
[78 empty] | Replacement of cooker/hob | 304 | Industry | Other Kiln |  | #REF! | 0
[78 empty] | Replacement of cooker/hob | 305 | Industry | Furnace |  | #REF! | 0
[78 empty] | Replacement of cooker/hob | 306 | Industry | Dryer |  | #REF! | 0
[78 empty] | Replacement of cooker/hob | 307 | Industry | Other Kiln |  | #REF! | 0
[78 empty] | Replacement of cooker/hob | 308 | Industry | Boiler |  | #REF! | 0
[78 empty] | Replacement of cooker/hob | 309 | Industry | CHP |  | #REF! | 0
[78 empty] | Replacement of cooker/hob | 310 | Industry | Oven |  | #REF! | 0
[78 empty] | Replacement of cooker/hob | 311 | Industry | Furnace |  | #REF! | 0
[78 empty] | Replacement of cooker/hob | 312 | Industry | Dryer |  | #REF! | 0
[78 empty] | Replacement of cooker/hob | 313 | Industry | Boiler |  | #REF! | 0
[78 empty] | Replacement of cooker/hob | 314 | Industry | CHP |  | #REF! | 0
[78 empty] | Replacement of cooker/hob | 315 | Industry | Oven |  | #REF! | 0
[78 empty] | Replacement of cooker/hob | 316 | Industry | Furnace |  | #REF! | 0
[78 empty] | Replacement of cooker/hob | 317 | Industry | Dryer |  | #REF! | 0
[78 empty] | Replacement of cooker/hob | 318 | Industry | Boiler |  | #REF! | 0
[78 empty] | Replacement of cooker/hob | 319 | Industry | CHP |  | #REF! | 0
[78 empty] | Replacement of cooker/hob | 320 | Industry | Furnace |  | #REF! | 0
[78 empty] | Replacement of cooker/hob | 321 | Industry | Cement/Lime Kiln |  | #REF! | 0
[78 empty] | Replacement of cooker/hob | 322 | Industry | Furnace |  | #REF! | 0
[78 empty] | Replacement of cooker/hob | 323 | Industry | Dryer |  | #REF! | 0
[78 empty] | Replacement of cooker/hob | 324 | Industry | Boiler |  | #REF! | 0
[78 empty] | Replacement of cooker/hob | 325 | Industry | CHP |  | #REF! | 0
[78 empty] | Replacement of cooker/hob | 326 | Industry | Furnace |  | #REF! | 0
[78 empty] | Replacement of cooker/hob | 327 | Industry | Boiler |  | #REF! | 0
[78 empty] | Replacement of cooker/hob | 328 | Industry | Dryer |  | #REF! | 0
[78 empty] | Replacement of cooker/hob | 329 | Industry | Other Kiln |  | #REF! | 0
[78 empty] | Replacement of cooker/hob | 330 | Industry | Boiler |  | #REF! | 0
[78 empty] | Replacement of cooker/hob | 331 | Industry | Dryer |  | #REF! | 0
[78 empty] | Replacement of cooker/hob | 332 | Industry | Boiler |  | #REF! | 0
[78 empty] | Replacement of cooker/hob | 333 | Industry | CHP |  | #REF! | 0
[78 empty] | Replacement of cooker/hob | 334 | Industry | Oven |  | #REF! | 0
[78 empty] | Replacement of cooker/hob | 335 | Industry | Dryer |  | #REF! | 0
[78 empty] | Replacement of cooker/hob | 336 | Industry | Cement/Lime Kiln |  | #REF! | 0
[78 empty] | Replacement of cooker/hob | 337 | Industry | Other Kiln |  | #REF! | 0
[78 empty] | Replacement of cooker/hob | 338 | Industry | Furnace |  | #REF! | 0
[78 empty] | Replacement of cooker/hob | 339 | Industry | Dryer |  | #REF! | 0
[78 empty] | Replacement of cooker/hob | 340 | Industry | Other Kiln |  | #REF! | 0
[78 empty] | Replacement of cooker/hob | 341 | Industry | Boiler |  | #REF! | 0
[78 empty] | Replacement of cooker/hob | 342 | Industry | CHP |  | #REF! | 0
[78 empty] | Replacement of cooker/hob | 343 | Industry | Oven |  | #REF! | 0
[78 empty] | Replacement of cooker/hob | 344 | Industry | Furnace |  | #REF! | 0
[78 empty] | Replacement of cooker/hob | 345 | Industry | Dryer |  | #REF! | 0
[78 empty] | Replacement of cooker/hob | 346 | Industry | Boiler |  | #REF! | 0
[78 empty] | Replacement of cooker/hob | 347 | Industry | CHP |  | #REF! | 0
[78 empty] | Replacement of cooker/hob | 348 | Industry | Oven |  | #REF! | 0
[78 empty] | Replacement of cooker/hob | 349 | Industry | Furnace |  | #REF! | 0
[78 empty] | Replacement of cooker/hob | 350 | Industry | Dryer |  | #REF! | 0
[78 empty] | Replacement of cooker/hob | 351 | Industry | Boiler |  | #REF! | 0
[78 empty] | Replacement of cooker/hob | 352 | Industry | CHP |  | #REF! | 0
[78 empty] | Replacement of cooker/hob | 353 | Industry | Furnace |  | #REF! | 0
[78 empty] | Replacement of cooker/hob | 354 | Industry | Cement/Lime Kiln |  | #REF! | 0
[78 empty] | Replacement of cooker/hob | 355 | Industry | Furnace |  | #REF! | 0
[78 empty] | Replacement of cooker/hob | 356 | Industry | Dryer |  | #REF! | 0
[78 empty] | Replacement of cooker/hob | 357 | Industry | Boiler |  | #REF! | 0
[78 empty] | Replacement of cooker/hob | 358 | Industry | CHP |  | #REF! | 0
[78 empty] | Replacement of cooker/hob | 359 | Industry | Furnace |  | #REF! | 0
[78 empty] | Replacement of cooker/hob | 360 | Industry | Boiler |  | #REF! | 0
[78 empty] | Replacement of cooker/hob | 361 | Industry | Dryer |  | #REF! | 0
[78 empty] | Replacement of cooker/hob | 362 | Industry | Other Kiln |  | #REF! | 0
[78 empty] | Replacement of cooker/hob | 363 | Industry | Boiler |  | #REF! | 0
[78 empty] | Replacement of cooker/hob | 364 | Industry | Dryer |  | #REF! | 0
[78 empty] | Replacement of cooker/hob | 365 | Industry | Boiler |  | #REF! | 0
[78 empty] | Replacement of cooker/hob | 366 | Industry | CHP |  | #REF! | 0
[78 empty] | Replacement of cooker/hob | 367 | Industry | Oven |  | #REF! | 0
[78 empty] | Replacement of cooker/hob | 368 | Industry | Dryer |  | #REF! | 0
[78 empty] | Replacement of cooker/hob | 369 | Industry | Cement/Lime Kiln |  | #REF! | 0
[78 empty] | Replacement of cooker/hob | 370 | Industry | Other Kiln |  | #REF! | 0
[78 empty] | Replacement of cooker/hob | 371 | Industry | Furnace |  | #REF! | 0
[78 empty] | Replacement of cooker/hob | 372 | Industry | Dryer |  | #REF! | 0
[78 empty] | Replacement of cooker/hob | 373 | Industry | Other Kiln |  | #REF! | 0
[78 empty] | Replacement of cooker/hob | 374 | Industry | Boiler |  | #REF! | 0
[78 empty] | Replacement of cooker/hob | 375 | Industry | CHP |  | #REF! | 0
[78 empty] | Replacement of cooker/hob | 376 | Industry | Oven |  | #REF! | 0
[78 empty] | Replacement of cooker/hob | 377 | Industry | Furnace |  | #REF! | 0
[78 empty] | Replacement of cooker/hob | 378 | Industry | Dryer |  | #REF! | 0
[78 empty] | Replacement of cooker/hob | 379 | Industry | Boiler |  | #REF! | 0
[78 empty] | Replacement of cooker/hob | 380 | Industry | CHP |  | #REF! | 0
[78 empty] | Replacement of cooker/hob | 381 | Industry | Oven |  | #REF! | 0
[78 empty] | Replacement of cooker/hob | 382 | Industry | Furnace |  | #REF! | 0
[78 empty] | Replacement of cooker/hob | 383 | Industry | Dryer |  | #REF! | 0
[78 empty] | Replacement of cooker/hob | 384 | Industry | Boiler |  | #REF! | 0
[78 empty] | Replacement of cooker/hob | 385 | Industry | CHP |  | #REF! | 0
[78 empty] | Replacement of cooker/hob | 386 | Industry | Furnace |  | #REF! | 0
[78 empty] | Replacement of cooker/hob | 387 | Industry | Cement/Lime Kiln |  | #REF! | 0
[78 empty] | Replacement of cooker/hob | 388 | Industry | Furnace |  | #REF! | 0
[78 empty] | Replacement of cooker/hob | 389 | Industry | Dryer |  | #REF! | 0
[78 empty] | Replacement of cooker/hob | 390 | Industry | Boiler |  | #REF! | 0
[78 empty] | Replacement of cooker/hob | 391 | Industry | CHP |  | #REF! | 0
[78 empty] | Replacement of cooker/hob | 392 | Industry | Furnace |  | #REF! | 0
[78 empty] | Replacement of cooker/hob | 393 | Industry | Boiler |  | #REF! | 0
[78 empty] | Replacement of cooker/hob | 394 | Industry | Dryer |  | #REF! | 0
[78 empty] | Replacement of cooker/hob | 395 | Industry | Other Kiln |  | #REF! | 0
[78 empty] | Replacement of cooker/hob | 396 | Industry | Boiler |  | #REF! | 0
[78 empty] | Replacement of cooker/hob | 397 | Industry | Dryer |  | #REF! | 0
[78 empty] | Replacement of cooker/hob | 398 | Industry | Boiler |  | #REF! | 0
[78 empty] | Replacement of cooker/hob | 399 | Industry | CHP |  | #REF! | 0
[78 empty] | Replacement of cooker/hob | 400 | Industry | Oven |  | #REF! | 0
[78 empty] | Replacement of cooker/hob | 401 | Industry | Dryer |  | #REF! | 0
[78 empty] | Replacement of cooker/hob | 402 | Industry | Cement/Lime Kiln |  | #REF! | 0
[78 empty] | Replacement of cooker/hob | 403 | Industry | Other Kiln |  | #REF! | 0
[78 empty] | Replacement of cooker/hob | 404 | Industry | Furnace |  | #REF! | 0
[78 empty] | Replacement of cooker/hob | 405 | Industry | Dryer |  | #REF! | 0
[78 empty] | Replacement of cooker/hob | 406 | Industry | Other Kiln |  | #REF! | 0
[78 empty] | Replacement of cooker/hob | 407 | Industry | Boiler |  | #REF! | 0
[78 empty] | Replacement of cooker/hob | 408 | Industry | CHP |  | #REF! | 0
[78 empty] | Replacement of cooker/hob | 409 | Industry | Oven |  | #REF! | 0
[78 empty] | Replacement of cooker/hob | 410 | Industry | Furnace |  | #REF! | 0
[78 empty] | Replacement of cooker/hob | 411 | Industry | Dryer |  | #REF! | 0
[78 empty] | Replacement of cooker/hob | 412 | Industry | Boiler |  | #REF! | 0
[78 empty] | Replacement of cooker/hob | 413 | Industry | CHP |  | #REF! | 0
[78 empty] | Replacement of cooker/hob | 414 | Industry | Oven |  | #REF! | 0
[78 empty] | Replacement of cooker/hob | 415 | Industry | Furnace |  | #REF! | 0
[78 empty] | Replacement of cooker/hob | 416 | Industry | Dryer |  | #REF! | 0
[78 empty] | Replacement of cooker/hob | 417 | Industry | Boiler |  | #REF! | 0
[78 empty] | Replacement of cooker/hob | 418 | Industry | CHP |  | #REF! | 0
[78 empty] | Replacement of cooker/hob | 419 | Industry | Furnace |  | #REF! | 0
[78 empty] | Replacement of cooker/hob | 420 | Industry | Cement/Lime Kiln |  | #REF! | 0
[78 empty] | Replacement of cooker/hob | 421 | Industry | Furnace |  | #REF! | 0
[78 empty] | Replacement of cooker/hob | 422 | Industry | Dryer |  | #REF! | 0
[78 empty] | Replacement of cooker/hob | 423 | Industry | Boiler |  | #REF! | 0
[78 empty] | Replacement of cooker/hob | 424 | Industry | CHP |  | #REF! | 0
[78 empty] | Replacement of cooker/hob | 425 | Industry | Furnace |  | #REF! | 0
[78 empty] | Replacement of cooker/hob | 426 | Industry | Boiler |  | #REF! | 0
[78 empty] | Replacement of cooker/hob | 427 | Industry | Dryer |  | #REF! | 0
[78 empty] | Replacement of cooker/hob | 428 | Industry | Other Kiln |  | #REF! | 0
[78 empty] | Replacement of cooker/hob | 429 | Industry | Boiler |  | #REF! | 0
[78 empty] | Replacement of cooker/hob | 430 | Industry | Dryer |  | #REF! | 0
[78 empty] | Replacement of cooker/hob | 431 | Industry | Boiler |  | #REF! | 0
[78 empty] | Replacement of cooker/hob | 432 | Industry | CHP |  | #REF! | 0
[78 empty] | Replacement of cooker/hob | 433 | Industry | Oven |  | #REF! | 0
[78 empty] | Replacement of cooker/hob | 434 | Industry | Dryer |  | #REF! | 0
[78 empty] | Replacement of cooker/hob | 435 | Industry | Cement/Lime Kiln |  | #REF! | 0
[78 empty] | Replacement of cooker/hob | 436 | Industry | Other Kiln |  | #REF! | 0
[78 empty] | Replacement of cooker/hob | 437 | Industry | Furnace |  | #REF! | 0
[78 empty] | Replacement of cooker/hob | 438 | Industry | Dryer |  | #REF! | 0
[78 empty] | Replacement of cooker/hob | 439 | Industry | Other Kiln |  | #REF! | 0
[78 empty] | Replacement of cooker/hob | 440 | Industry | Boiler |  | #REF! | 0
[78 empty] | Replacement of cooker/hob | 441 | Industry | CHP |  | #REF! | 0
[78 empty] | Replacement of cooker/hob | 442 | Industry | Oven |  | #REF! | 0
[78 empty] | Replacement of cooker/hob | 443 | Industry | Furnace |  | #REF! | 0
[78 empty] | Replacement of cooker/hob | 444 | Industry | Dryer |  | #REF! | 0
[78 empty] | Replacement of cooker/hob | 445 | Industry | Boiler |  | #REF! | 0
[78 empty] | Replacement of cooker/hob | 446 | Industry | CHP |  | #REF! | 0
[78 empty] | Replacement of cooker/hob | 447 | Industry | Oven |  | #REF! | 0
[78 empty] | Replacement of cooker/hob | 448 | Industry | Furnace |  | #REF! | 0
[78 empty] | Replacement of cooker/hob | 449 | Industry | Dryer |  | #REF! | 0
[78 empty] | Replacement of cooker/hob | 450 | Industry | Boiler |  | #REF! | 0
[78 empty] | Replacement of cooker/hob | 451 | Industry | CHP |  | #REF! | 0
[78 empty] | Replacement of cooker/hob | 452 | Industry | Furnace |  | #REF! | 0
[78 empty] | Replacement of cooker/hob | 453 | Industry | Cement/Lime Kiln |  | #REF! | 0
[78 empty] | Replacement of cooker/hob | 454 | Industry | Furnace |  | #REF! | 0
[78 empty] | Replacement of cooker/hob | 455 | Industry | Dryer |  | #REF! | 0
[78 empty] | Replacement of cooker/hob | 456 | Industry | Boiler |  | #REF! | 0
[78 empty] | Replacement of cooker/hob | 457 | Industry | CHP |  | #REF! | 0
[78 empty] | Replacement of cooker/hob | 458 | Industry | Furnace |  | #REF! | 0
[78 empty] | Replacement of cooker/hob | 459 | Industry | Boiler |  | #REF! | 0
[78 empty] | Replacement of cooker/hob | 460 | Industry | Dryer |  | #REF! | 0
[78 empty] | Replacement of cooker/hob | 461 | Industry | Other Kiln |  | #REF! | 0
[78 empty] | Replacement of cooker/hob | 462 | Industry | Boiler |  | #REF! | 0
[78 empty] | Replacement of cooker/hob | 463 | Industry | Dryer |  | #REF! | 0
[78 empty] | Replacement of cooker/hob | 464 | Industry | Boiler |  | #REF! | 0
[78 empty] | Replacement of cooker/hob | 465 | Industry | CHP |  | #REF! | 0
[78 empty] | Replacement of cooker/hob | 466 | Industry | Oven |  | #REF! | 0
[78 empty] | Replacement of cooker/hob | 467 | Industry | Dryer |  | #REF! | 0
[78 empty] | Replacement of cooker/hob | 468 | Industry | Cement/Lime Kiln |  | #REF! | 0
[78 empty] | Replacement of cooker/hob | 469 | Industry | Other Kiln |  | #REF! | 0
[78 empty] | Replacement of cooker/hob | 470 | Industry | Furnace |  | #REF! | 0
[78 empty] | Replacement of cooker/hob | 471 | Industry | Dryer |  | #REF! | 0
[78 empty] | Replacement of cooker/hob | 472 | Industry | Other Kiln |  | #REF! | 0
[78 empty] | Replacement of cooker/hob | 473 | Industry | Boiler |  | #REF! | 0
[78 empty] | Replacement of cooker/hob | 474 | Industry | CHP |  | #REF! | 0
[78 empty] | Replacement of cooker/hob | 475 | Industry | Oven |  | #REF! | 0
[78 empty] | Replacement of cooker/hob | 476 | Industry | Furnace |  | #REF! | 0
[78 empty] | Replacement of cooker/hob | 477 | Industry | Dryer |  | #REF! | 0
[78 empty] | Replacement of cooker/hob | 478 | Industry | Boiler |  | #REF! | 0
[78 empty] | Replacement of cooker/hob | 479 | Industry | CHP |  | #REF! | 0
[78 empty] | Replacement of cooker/hob | 480 | Industry | Oven |  | #REF! | 0
[78 empty] | Replacement of cooker/hob | 481 | Industry | Furnace |  | #REF! | 0
[78 empty] | Replacement of cooker/hob | 482 | Industry | Dryer |  | #REF! | 0
[78 empty] | Replacement of cooker/hob | 483 | Industry | Boiler |  | #REF! | 0
[78 empty] | Replacement of cooker/hob | 484 | Industry | CHP |  | #REF! | 0
[78 empty] | Replacement of cooker/hob | 485 | Industry | Furnace |  | #REF! | 0
[78 empty] | Replacement of cooker/hob | 486 | Industry | Cement/Lime Kiln |  | #REF! | 0
[78 empty] | Replacement of cooker/hob | 487 | Industry | Furnace |  | #REF! | 0
[78 empty] | Replacement of cooker/hob | 488 | Industry | Dryer |  | #REF! | 0
[78 empty] | Replacement of cooker/hob | 489 | Industry | Boiler |  | #REF! | 0
[78 empty] | Replacement of cooker/hob | 490 | Industry | CHP |  | #REF! | 0
[78 empty] | Replacement of cooker/hob | 491 | Industry | Furnace |  | #REF! | 0
[78 empty] | Replacement of cooker/hob | 492 | Industry | Boiler |  | #REF! | 0
[78 empty] | Replacement of cooker/hob | 493 | Industry | Dryer |  | #REF! | 0
[78 empty] | Replacement of cooker/hob | 494 | Industry | Other Kiln |  | #REF! | 0
[78 empty] | Replacement of cooker/hob | 495 | Industry | Boiler |  | #REF! | 0
[78 empty] | Replacement of cooker/hob | 496 | Industry | Dryer |  | #REF! | 0
[78 empty] | Replacement of cooker/hob | 497 | Industry | Boiler |  | #REF! | 0
[78 empty] | Replacement of cooker/hob | 498 | Industry | CHP |  | #REF! | 0
[78 empty] | Replacement of cooker/hob | 499 | Industry | Oven |  | #REF! | 0
[78 empty] | Replacement of cooker/hob | 500 | Industry | Dryer |  | #REF! | 0
[78 empty] | Replacement of cooker/hob | 501 | Industry | Cement/Lime Kiln |  | #REF! | 0
[78 empty] | Replacement of cooker/hob | 502 | Industry | Other Kiln |  | #REF! | 0
[78 empty] | Replacement of cooker/hob | 503 | Industry | Furnace |  | #REF! | 0
[78 empty] | Replacement of cooker/hob | 504 | Industry | Dryer |  | #REF! | 0
[78 empty] | Replacement of cooker/hob | 505 | Industry | Other Kiln |  | #REF! | 0
[78 empty] | Replacement of cooker/hob | 506 | Industry | Boiler |  | #REF! | 0
[78 empty] | Replacement of cooker/hob | 507 | Industry | CHP |  | #REF! | 0
[78 empty] | Replacement of cooker/hob | 508 | Industry | Oven |  | #REF! | 0
[78 empty] | Replacement of cooker/hob | 509 | Industry | Furnace |  | #REF! | 0
[78 empty] | Replacement of cooker/hob | 510 | Industry | Dryer |  | #REF! | 0
[78 empty] | Replacement of cooker/hob | 511 | Industry | Boiler |  | #REF! | 0
[78 empty] | Replacement of cooker/hob | 512 | Industry | CHP |  | #REF! | 0
[78 empty] | Replacement of cooker/hob | 513 | Industry | Oven |  | #REF! | 0
[78 empty] | Replacement of cooker/hob | 514 | Industry | Furnace |  | #REF! | 0
[78 empty] | Replacement of cooker/hob | 515 | Industry | Dryer |  | #REF! | 0
[78 empty] | Replacement of cooker/hob | 516 | Industry | Boiler |  | #REF! | 0
[78 empty] | Replacement of cooker/hob | 517 | Industry | CHP |  | #REF! | 0
[78 empty] | Replacement of cooker/hob | 518 | Industry | Furnace |  | #REF! | 0
[78 empty] | Replacement of cooker/hob | 519 | Industry | Cement/Lime Kiln |  | #REF! | 0
[78 empty] | Replacement of cooker/hob | 520 | Industry | Furnace |  | #REF! | 0
[78 empty] | Replacement of cooker/hob | 521 | Industry | Dryer |  | #REF! | 0
[78 empty] | Replacement of cooker/hob | 522 | Industry | Boiler |  | #REF! | 0
[78 empty] | Replacement of cooker/hob | 523 | Industry | CHP |  | #REF! | 0
[78 empty] | Replacement of cooker/hob | 524 | Industry | Furnace |  | #REF! | 0
[78 empty] | Replacement of cooker/hob | 525 | Industry | Boiler |  | #REF! | 0
[78 empty] | Replacement of cooker/hob | 526 | Industry | Dryer |  | #REF! | 0
[78 empty] | Replacement of cooker/hob | 527 | Industry | Other Kiln |  | #REF! | 0
[78 empty] | Replacement of cooker/hob | 528 | Industry | Boiler |  | #REF! | 0
[78 empty] | Replacement of cooker/hob | 529 | Industry | Dryer |  | #REF! | 0
[78 empty] | Replacement of cooker/hob | 530 | Industry | Boiler |  | #REF! | 0
[78 empty] | Replacement of cooker/hob | 531 | Industry | CHP |  | #REF! | 0
[78 empty] | Replacement of cooker/hob | 532 | Industry | Oven |  | #REF! | 0
[78 empty] | Replacement of cooker/hob | 533 | Industry | Dryer |  | #REF! | 0
[78 empty] | Replacement of cooker/hob | 534 | Industry | Cement/Lime Kiln |  | #REF! | 0
[78 empty] | Replacement of cooker/hob | 535 | Industry | Other Kiln |  | #REF! | 0
[78 empty] | Replacement of cooker/hob | 536 | Industry | Furnace |  | #REF! | 0
[78 empty] | Replacement of cooker/hob | 537 | Industry | Dryer |  | #REF! | 0
[78 empty] | Replacement of cooker/hob | 538 | Industry | Other Kiln |  | #REF! | 0
[78 empty] | Replacement of cooker/hob | 539 | Industry | Boiler |  | #REF! | 0
[78 empty] | Replacement of cooker/hob | 540 | Industry | CHP |  | #REF! | 0
[78 empty] | Replacement of cooker/hob | 541 | Industry | Oven |  | #REF! | 0
[78 empty] | Replacement of cooker/hob | 542 | Industry | Furnace |  | #REF! | 0
[78 empty] | Replacement of cooker/hob | 543 | Industry | Dryer |  | #REF! | 0
[78 empty] | Replacement of cooker/hob | 544 | Industry | Boiler |  | #REF! | 0
[78 empty] | Replacement of cooker/hob | 545 | Industry | CHP |  | #REF! | 0
[78 empty] | Replacement of cooker/hob | 546 | Industry | Oven |  | #REF! | 0
[78 empty] | Replacement of cooker/hob | 547 | Industry | Furnace |  | #REF! | 0
[78 empty] | Replacement of cooker/hob | 548 | Industry | Dryer |  | #REF! | 0
[78 empty] | Replacement of cooker/hob | 549 | Industry | Boiler |  | #REF! | 0
[78 empty] | Replacement of cooker/hob | 550 | Industry | CHP |  | #REF! | 0
[78 empty] | Replacement of cooker/hob | 551 | Industry | Furnace |  | #REF! | 0
[78 empty] | Replacement of cooker/hob | 552 | Industry | Cement/Lime Kiln |  | #REF! | 0
[78 empty] | Replacement of cooker/hob | 553 | Industry | Furnace |  | #REF! | 0
[78 empty] | Replacement of cooker/hob | 554 | Industry | Dryer |  | #REF! | 0
[78 empty] | Replacement of cooker/hob | 555 | Industry | Boiler |  | #REF! | 0
[78 empty] | Replacement of cooker/hob | 556 | Industry | CHP |  | #REF! | 0
[78 empty] | Replacement of cooker/hob | 557 | Industry | Furnace |  | #REF! | 0
[78 empty] | Replacement of cooker/hob | 558 | Industry | Boiler |  | #REF! | 0
[78 empty] | Replacement of cooker/hob | 559 | Industry | Dryer |  | #REF! | 0
[78 empty] | Replacement of cooker/hob | 560 | Industry | Other Kiln |  | #REF! | 0
[78 empty] | Replacement of cooker/hob | 561 | Industry | Boiler |  | #REF! | 0
[78 empty] | Replacement of cooker/hob | 562 | Industry | Dryer |  | #REF! | 0
[78 empty] | Replacement of cooker/hob | 563 | Industry | Boiler |  | #REF! | 0
[78 empty] | Replacement of cooker/hob | 564 | Industry | CHP |  | #REF! | 0
[78 empty] | Replacement of cooker/hob | 565 | Industry | Oven |  | #REF! | 0
[78 empty] | Replacement of cooker/hob | 566 | Industry | Dryer |  | #REF! | 0
[78 empty] | Replacement of cooker/hob | 567 | Industry | Cement/Lime Kiln |  | #REF! | 0
[78 empty] | Replacement of cooker/hob | 568 | Industry | Other Kiln |  | #REF! | 0
[78 empty] | Replacement of cooker/hob | 569 | Industry | Furnace |  | #REF! | 0
[78 empty] | Replacement of cooker/hob | 570 | Industry | Dryer |  | #REF! | 0
[78 empty] | Replacement of cooker/hob | 571 | Industry | Other Kiln |  | #REF! | 0
[78 empty] | Replacement of cooker/hob | 572 | Industry | Boiler |  | #REF! | 0
[78 empty] | Replacement of cooker/hob | 573 | Industry | CHP |  | #REF! | 0
[78 empty] | Replacement of cooker/hob | 574 | Industry | Oven |  | #REF! | 0
[78 empty] | Replacement of cooker/hob | 575 | Industry | Furnace |  | #REF! | 0
[78 empty] | Replacement of cooker/hob | 576 | Industry | Dryer |  | #REF! | 0
[78 empty] | Replacement of cooker/hob | 577 | Industry | Boiler |  | #REF! | 0
[78 empty] | Replacement of cooker/hob | 578 | Industry | CHP |  | #REF! | 0
[78 empty] | Replacement of cooker/hob | 579 | Industry | Oven |  | #REF! | 0
[78 empty] | Replacement of cooker/hob | 580 | Industry | Furnace |  | #REF! | 0
[78 empty] | Replacement of cooker/hob | 581 | Industry | Dryer |  | #REF! | 0
[78 empty] | Replacement of cooker/hob | 582 | Industry | Boiler |  | #REF! | 0
[78 empty] | Replacement of cooker/hob | 583 | Industry | CHP |  | #REF! | 0
[78 empty] | Replacement of cooker/hob | 584 | Industry | Furnace |  | #REF! | 0
[78 empty] | Replacement of cooker/hob | 585 | Industry | Cement/Lime Kiln |  | #REF! | 0
[78 empty] | Replacement of cooker/hob | 586 | Industry | Furnace |  | #REF! | 0
[78 empty] | Replacement of cooker/hob | 587 | Industry | Dryer |  | #REF! | 0
[78 empty] | Replacement of cooker/hob | 588 | Industry | Boiler |  | #REF! | 0
[78 empty] | Replacement of cooker/hob | 589 | Industry | CHP |  | #REF! | 0
[78 empty] | Replacement of cooker/hob | 590 | Industry | Furnace |  | #REF! | 0
[78 empty] | Replacement of cooker/hob | 591 | Industry | Boiler |  | #REF! | 0
[78 empty] | Replacement of cooker/hob | 592 | Industry | Dryer |  | #REF! | 0
[78 empty] | Replacement of cooker/hob | 593 | Industry | Other Kiln |  | #REF! | 0
[78 empty] | Replacement of cooker/hob | 594 | Industry | Boiler |  | #REF! | 0
[78 empty] | Replacement of cooker/hob | 595 | Industry | Dryer |  | #REF! | 0
[78 empty] | Replacement of cooker/hob | 596 | Industry | Boiler |  | #REF! | 0
[78 empty] | Replacement of cooker/hob | 597 | Industry | CHP |  | #REF! | 0
[78 empty] | Replacement of cooker/hob | 598 | Industry | Oven |  | #REF! | 0
[78 empty] | Replacement of cooker/hob | 599 | Industry | Dryer |  | #REF! | 0
[78 empty] | Replacement of cooker/hob | 600 | Industry | Cement/Lime Kiln |  | #REF! | 0
[78 empty] | Replacement of cooker/hob | 601 | Industry | Other Kiln |  | #REF! | 0
[78 empty] | Replacement of cooker/hob | 602 | Industry | Furnace |  | #REF! | 0
[78 empty] | Replacement of cooker/hob | 603 | Industry | Dryer |  | #REF! | 0
[78 empty] | Replacement of cooker/hob | 604 | Industry | Other Kiln |  | #REF! | 0
[78 empty] | Replacement of cooker/hob | 605 | Industry | Boiler |  | #REF! | 0
[78 empty] | Replacement of cooker/hob | 606 | Industry | CHP |  | #REF! | 0
[78 empty] | Replacement of cooker/hob | 607 | Industry | Oven |  | #REF! | 0
[78 empty] | Replacement of cooker/hob | 608 | Industry | Furnace |  | #REF! | 0
[78 empty] | Replacement of cooker/hob | 609 | Industry | Dryer |  | #REF! | 0
[78 empty] | Replacement of cooker/hob | 610 | Industry | Boiler |  | #REF! | 0
[78 empty] | Replacement of cooker/hob | 611 | Industry | CHP |  | #REF! | 0
[78 empty] | Replacement of cooker/hob | 612 | Industry | Oven |  | #REF! | 0
[78 empty] | Replacement of cooker/hob | 613 | Industry | Furnace |  | #REF! | 0
[78 empty] | Replacement of cooker/hob | 614 | Industry | Dryer |  | #REF! | 0
[78 empty] | Replacement of cooker/hob | 615 | Industry | Boiler |  | #REF! | 0
[78 empty] | Replacement of cooker/hob | 616 | Industry | CHP |  | #REF! | 0
[78 empty] | Replacement of cooker/hob | 617 | Industry | Furnace |  | #REF! | 0
[78 empty] | Replacement of cooker/hob | 618 | Industry | Cement/Lime Kiln |  | #REF! | 0
[78 empty] | Replacement of cooker/hob | 619 | Industry | Furnace |  | #REF! | 0
[78 empty] | Replacement of cooker/hob | 620 | Industry | Dryer |  | #REF! | 0
[78 empty] | Replacement of cooker/hob | 621 | Industry | Boiler |  | #REF! | 0
[78 empty] | Replacement of cooker/hob | 622 | Industry | CHP |  | #REF! | 0
[78 empty] | Replacement of cooker/hob | 623 | Industry | Furnace |  | #REF! | 0
[78 empty] | Replacement of cooker/hob | 624 | Industry | Boiler |  | #REF! | 0
[78 empty] | Replacement of cooker/hob | 625 | Industry | Dryer |  | #REF! | 0
[78 empty] | Replacement of cooker/hob | 626 | Industry | Other Kiln |  | #REF! | 0
[78 empty] | Replacement of cooker/hob | 627 | Industry | Boiler |  | #REF! | 0
[78 empty] | Replacement of cooker/hob | 628 | Industry | Dryer |  | #REF! | 0
[78 empty] | Replacement of cooker/hob | 629 | Industry | Boiler |  | #REF! | 0
[78 empty] | Replacement of cooker/hob | 630 | Industry | CHP |  | #REF! | 0
[78 empty] | Replacement of cooker/hob | 631 | Industry | Oven |  | #REF! | 0
[78 empty] | Replacement of cooker/hob | 632 | Industry | Dryer |  | #REF! | 0
[78 empty] | Replacement of cooker/hob | 633 | Industry | Cement/Lime Kiln |  | #REF! | 0
[78 empty] | Replacement of cooker/hob | 634 | Industry | Other Kiln |  | #REF! | 0
[78 empty] | Replacement of cooker/hob | 635 | Industry | Furnace |  | #REF! | 0
[78 empty] | Replacement of cooker/hob | 636 | Industry | Dryer |  | #REF! | 0
[78 empty] | Replacement of cooker/hob | 637 | Industry | Other Kiln |  | #REF! | 0
[78 empty] | Replacement of cooker/hob | 638 | Industry | Boiler |  | #REF! | 0
[78 empty] | Replacement of cooker/hob | 639 | Industry | CHP |  | #REF! | 0
[78 empty] | Replacement of cooker/hob | 640 | Industry | Oven |  | #REF! | 0
[78 empty] | Replacement of cooker/hob | 641 | Industry | Furnace |  | #REF! | 0
[78 empty] | Replacement of cooker/hob | 642 | Industry | Dryer |  | #REF! | 0
[78 empty] | Replacement of cooker/hob | 643 | Industry | Boiler |  | #REF! | 0
[78 empty] | Replacement of cooker/hob | 644 | Industry | CHP |  | #REF! | 0
[78 empty] | Replacement of cooker/hob | 645 | Industry | Oven |  | #REF! | 0
[78 empty] | Replacement of cooker/hob | 646 | Industry | Furnace |  | #REF! | 0
[78 empty] | Replacement of cooker/hob | 647 | Industry | Dryer |  | #REF! | 0
[78 empty] | Replacement of cooker/hob | 648 | Industry | Boiler |  | #REF! | 0
[78 empty] | Replacement of cooker/hob | 649 | Industry | CHP |  | #REF! | 0
[78 empty] | Replacement of cooker/hob | 650 | Industry | Furnace |  | #REF! | 0
[78 empty] | Replacement of cooker/hob | 651 | Industry | Cement/Lime Kiln |  | #REF! | 0
[78 empty] | Replacement of cooker/hob | 652 | Industry | Furnace |  | #REF! | 0
[78 empty] | Replacement of cooker/hob | 653 | Industry | Dryer |  | #REF! | 0
[78 empty] | Replacement of cooker/hob | 654 | Industry | Boiler |  | #REF! | 0
[78 empty] | Replacement of cooker/hob | 655 | Industry | CHP |  | #REF! | 0
[78 empty] | Replacement of cooker/hob | 656 | Industry | Furnace |  | #REF! | 0
[78 empty] | Replacement of cooker/hob | 657 | Industry | Boiler |  | #REF! | 0
[78 empty] | Replacement of cooker/hob | 658 | Industry | Dryer |  | #REF! | 0
[78 empty] | Replacement of cooker/hob | 659 | Industry | Other Kiln |  | #REF! | 0
[78 empty] | Replacement of cooker/hob | 660 | Industry | Boiler |  | #REF! | 0
[78 empty] | Replacement of cooker/hob | 661 | Industry | Dryer |  | #REF! | 0
[78 empty] | Replacement of cooker/hob | 662 | Industry | Boiler |  | #REF! | 0
[78 empty] | Replacement of cooker/hob | 663 | Industry | CHP |  | #REF! | 0
[78 empty] | Replacement of cooker/hob | 664 | Industry | Oven |  | #REF! | 0
[78 empty] | Replacement of cooker/hob | 665 | Industry | Dryer |  | #REF! | 0
[78 empty] | Replacement of cooker/hob | 666 | Industry | Cement/Lime Kiln |  | #REF! | 0
[78 empty] | Replacement of cooker/hob | 667 | Industry | Other Kiln |  | #REF! | 0
[78 empty] | Replacement of cooker/hob | 668 | Industry | Furnace |  | #REF! | 0
[78 empty] | Replacement of cooker/hob | 669 | Industry | Dryer |  | #REF! | 0
[78 empty] | Replacement of cooker/hob | 670 | Industry | Other Kiln |  | #REF! | 0
[78 empty] | Replacement of cooker/hob | 671 | Industry | Boiler |  | #REF! | 0
[78 empty] | Replacement of cooker/hob | 672 | Industry | CHP |  | #REF! | 0
[78 empty] | Replacement of cooker/hob | 673 | Industry | Oven |  | #REF! | 0
[78 empty] | Replacement of cooker/hob | 674 | Industry | Furnace |  | #REF! | 0
[78 empty] | Replacement of cooker/hob | 675 | Industry | Dryer |  | #REF! | 0
[78 empty] | Replacement of cooker/hob | 676 | Industry | Boiler |  | #REF! | 0
[78 empty] | Replacement of cooker/hob | 677 | Industry | CHP |  | #REF! | 0
[78 empty] | Replacement of cooker/hob | 678 | Industry | Oven |  | #REF! | 0
[78 empty] | Replacement of cooker/hob | 679 | Industry | Furnace |  | #REF! | 0
[78 empty] | Replacement of cooker/hob | 680 | Industry | Dryer |  | #REF! | 0

## Bioenergy
Biomass availability 2025-2055 and current price
Availability and price for resources - see the Technical Annex for further detail on method and assumptions
Woody biomass
Feedstock | Price in base year |  | Base year for price | 2025 | 2030 | 2035 | 2040 | 2045 | 2050 | 2055
| €/MWh |  |  | GWh | GWh | GWh | GWh | GWh | GWh | GWh
Residues collected at harvesting | 51.9544 |  | 2022 | 302.8169 | 367.9578 | 325.7043 | 200.7042 | 200.7042 | 200.7042 | 200.7042
Small roundwood from thinnings available for wood energy or panel mill | 40 |  | 2024 | 603.8733 | 693.662 | 785.2113 | 427.8169 | 427.8169 | 427.8169 | 427.8169
Small roundwood unsuitable for use as sawlogs | 52.39 |  | 2023 | 423.9613 | 568.5212 | 768.1515 | 724.824 | 724.824 | 724.824 | 724.824
Sawmill residues | 47.7123 |  | 2017 | 1419.3487 | 1903.31 | 2571.6375 | 2426.5847 | 2426.5847 | 2426.5847 | 2426.5847
AD Biomethane Feedstocks
Feedstock | Price in base year |  | Base year for price | 2025 | 2030 | 2035 | 2040 | 2045 | 2050 | 2055
| €/MWh |  |  | GWh | GWh | GWh | GWh | GWh | GWh | GWh
Scenario 1: Food waste (pre-consumer) | -18.2593 |  | 2025 | 269.0318 | 275.7059 | 310.0435 | 346.3302 | 337.3613 | 328.5706 | 319.7687
Scenario 2: Food waste (pre-consumer) | -18.2593 |  | 2025 | 197.3756 | 169.4882 | 187.8871 | 205.9156 | 198.6174 | 191.4628 | 184.4084
Scenario 1: Food waste (households, restaurants and food service)* | -18.2593 | -47.3934 | 2025 | 64.5062 | 97.7634 | 162.5775 | 242.46 | 248.9126 | 254.3467 | 258.264
Scenario 2: Food waste (households, restaurants and food service)* | -18.2593 | -47.3934 | 2025 | 54.9892 | 74.6069 | 118.5198 | 167.6696 | 163.6126 | 158.84 | 153.2039
Whey permeate (Scenario 1-Base case) | 0 |  | NA | 63.6345 | 65.3856 | 68.4851 | 71.5846 | 71.17 | 70.7554 | 70.3409
Whey permeate (Scenario 2-Lower bovine activity) | 0 |  | NA | 63.6345 | 61.9505 | 62.333 | 62.7155 | 64.6003 | 66.4851 | 68.3699
Brewers' Spent Grain (BSG) | 0 |  | NA | 33.1652 | 34.0026 | 34.8613 | 35.7415 | 36.6441 | 37.5694 | 38.518
Distillers' Spent Grain (DSG) | 0 |  | NA | 55.8291 | 57.5251 | 58.6842 | 60.1661 | 61.6854 | 63.243 | 64.84
Pig slurry | 0 |  | NA | 0 | 55.2622 | 110.5244 | 211.4314 | 228.7636 | 246.0958 | 246.0958
Cattle slurry (Scenario 1 - Baseline) | 0 |  | NA | 2779 | 2650 | 2678 | 2705 | 2671 | 2637 | 2643
Cattle slurry (Scenario 2 - Lower bovine activity) | 0 |  | NA | 2779 | 2779 | 2697 | 2615 | 2518 | 2422 | 2428
Grass silage-slurry mix (Baseline) | 36.293 |  | 2024 | 0 | 2203.5073 | 2150.2884 | 2097.0695 | 2217.4088 | 2337.7481 | 2458.0874
Grass silage-slurry mix (Lower bovine activity) | 36.293 |  | 2024 | 0 | 1662.0339 | 1973.8542 | 2285.6745 | 2684.3177 | 3082.9609 | 3481.6041
Tillage crops-slurry mix (Pathway 1) | 36.293 |  | 2024 | 0 | 1180.351 | 2603.7154 | 2603.7154 | 2603.7154 | 2603.7154 | 2603.7154
Tillage crops-slurry mix (Pathway 2) | 36.293 |  | 2024 | 0 | 1770.5265 | 3905.5731 | 3905.5731 | 3905.5731 | 3905.5731 | 3905.5731
* domestic brown bin gate fee €40/tonne = - €47 /MWh
other post-consumer waste gate fee €30/tonne = - €18 /MWh
Both these gate fees decline over time in the data input to the NEMF

## Imported Wood Pellet
Imported wood pellets
Availability and price for imported wood pellets - see the Technical Annex for further detail on method and assumptions
Availability
| Feedstock | 2025 | 2030 | 2035 | 2040 | 2045 | 2050 | 2055
|  | GWh | GWh | GWh | GWh | GWh | GWh | GWh
| COFORD Scenarios | 629 | 989
| Historical import FAO | 304.187 | 363.932
| Historical import UNCOMTrade | 397.075 | 491.25
| JRC Scenario - Step 1 * | 500.04 | 500.04 | 750.06 | 1000.08 | 1500.12 | 2000.16 | 2000.16
| JRC Scenario - Step 2 | 1000.08 | 5000.4 | 10000.8 | 15001.2 | 16001.28 | 17001.36 | 17001.36
| SEAI 2022 National Heat Study | 1000 | 20000 | 27000 | 32000 | 47000 | 45000 | 45000
Price
| Source | €/MWh (low) | €/MWh (high)
| SEAI 2022 National Heat Study | 32.3 | 40.3
| RHO report -industrial | 89.7917 | 102.7083
| RHO report -domestic | 102.0833 | 112.5
| SEAI Data-industerial* | 81.5781 | 99.2257
| SEAI Data-domestic* | 98.9557 | 104
*These values are used in the NEMF

## Biomethane Production
Biomethane Production
This sheet summarises the data on biomethane production technologies (including costs, operating parameters, lifetimes, and other factors)
Technology | Annual output (kWh) | Capital cost (€) | Annual operation costs (€/y) | Economic life (years) | Conversion efficiency | Data source | Plant types, feedstock, etc.
Micro AD biomethane plant | 1650993 | 2022370 | 115753 | 20 | 81.1% | 3 datasets 2024/25: SEAI Industry survey, BIP TF4 & Consultants data | Biogas plant (without upgrading to biomethane)
Small food waste AD biomethane plant | 15600000 | 22168547 | 493622 | 20 | 88.8% | 3 datasets 2024/25: SEAI Industry survey, BIP TF4 & Consultants data | Mixed BMSW, pretreatment, separation depackaging required
Medium agri AD biomethane plant | 20000000 | 11425646 | 1312756 | 20 | 87% | 3 datasets 2024/25: SEAI Industry survey, BIP TF4 & Consultants data | Grass silage, crops, animal slurry/manure, no digestate processing
Large agri AD biomethane plant | 40000000 | 19040014 | 2619158 | 20 | 87% | 3 datasets 2024/25: SEAI Industry survey, BIP TF4 & Consultants data | Silage, crops, animal slurry/manure, no digestate processing
Medium industrial food waste AD biomethane plant | 51100000 | 22434146 | 1052342 | 20 | 88.8% | 3 datasets 2024/25: SEAI Industry survey, BIP TF4 & Consultants data | Industrial/Food processing/pre-cosumer waste. No digestate processing
Large food waste AD biomethane plant | 54900000 | 57925637 | 778499 | 20 | 88.8% | 3 datasets 2024/25: SEAI Industry survey, BIP TF4 & Consultants data | Mixed BMSW, with digestate post-processing & CO2 recovery

## Electrolysers
Electrolysers
This sheet summarises the data on hydrogen production technologies (including costs, operating parameters, lifetimes, and other factors)
Table name | pi_electrolyser_capex_opex | [6 empty] | Table name | pi_electrolyser_efficiency
Notes | Central scenario is used in NEMF H2 module | [6 empty] | Notes | Final column (Original_SOE_efficiency…) is the initial projected efficiency of SOE electrolysers in that year, before applying the corrective uplift to account for SOE cannibalisation of H2
sub_technology | year | scenario | capex_€/kw_e | v-opex_€/kwh_h2 | f-opex_€/kw_h2/y | Output | electrolyser_lifetime_y | sub_technology | year | scenario | electrical_consump_kwh_e/kg_h2 | thermal_consump_kwh_ng/kg | THERMAL CONSUMP2 kWh NG HHV / kWh H2 HHV | Original_SOE_efficiency_kwh_e/kg_h2
Electrolyser_PEM | 2025 | Low | 1147.1047 | 0.0034483 | 39.0935 | H2_IP | 15.625 | Electrolyser_PEM | 2025 | Central | 51.7 | 0 | 0
Electrolyser_PEM | 2030 | Low | 848.8575 | 0.0030958 | 38.2874 | H2_IP | 15.625 | Electrolyser_PEM | 2030 | Central | 47 | 0 | 0
Electrolyser_PEM | 2035 | Low | 719.2347 | 0.0027699 | 37.6829 | H2_IP | 15.625 | Electrolyser_PEM | 2035 | Central | 46.5 | 0 | 0
Electrolyser_PEM | 2040 | Low | 589.6118 | 0.0026832 | 37.1791 | H2_IP | 15.625 | Electrolyser_PEM | 2040 | Central | 46 | 0 | 0
Electrolyser_PEM | 2045 | Low | 564.3755 | 0.0025978 | 36.6753 | H2_HP | 15.625 | Electrolyser_PEM | 2045 | Central | 45.5 | 0 | 0
Electrolyser_PEM | 2050 | Low | 539.1392 | 0.0025836 | 36.4738 | H2_HP | 15.625 | Electrolyser_PEM | 2050 | Central | 45 | 0 | 0
Electrolyser_PEM | 2055 | Low | 513.9029 | 0.0025693 | 36.2723 | H2_HP | 15.625 | Electrolyser_PEM | 2055 | Central | 44.5 | 0 | 0
Electrolyser_PEM | 2025 | High | 2790.2547 | 0.0034483 | 39.0935 | H2_IP | 15.625 | Electrolyser_SOE | 2025 | Central | 47.9839 | 7.675 | 0 | 36.3
Electrolyser_PEM | 2030 | High | 2064.7885 | 0.0030958 | 38.2874 | H2_IP | 15.625 | Electrolyser_SOE | 2030 | Central | 47.1425 | 7.45 | 0 | 36
Electrolyser_PEM | 2035 | High | 1938.607 | 0.0027699 | 37.6829 | H2_IP | 15.625 | Electrolyser_SOE | 2035 | Central | 46.0572 | 7.225 | 0 | 35.5
Electrolyser_PEM | 2040 | High | 1812.4254 | 0.0026832 | 37.1791 | H2_IP | 15.625 | Electrolyser_SOE | 2040 | Central | 44.9918 | 7 | 0 | 35
Electrolyser_PEM | 2045 | High | 1732.1281 | 0.0025978 | 36.6753 | H2_HP | 15.625 | Electrolyser_SOE | 2045 | Central | 44.3491 | 7 | 0 | 34.5
Electrolyser_PEM | 2050 | High | 1651.8308 | 0.0025836 | 36.4738 | H2_HP | 15.625 | Electrolyser_SOE | 2050 | Central | 43.7064 | 7 | 0 | 34
Electrolyser_PEM | 2055 | High | 1571.5334 | 0.0025693 | 36.2723 | H2_HP | 15.625 | Electrolyser_SOE | 2055 | Central | 43.0636 | 7 | 0 | 33.5
Electrolyser_PEM | 2025 | Central | 2294.2094 | 0.0034483 | 39.0935 | H2_IP | 15.625 | Electrolyser_PEM | 2025 | High | 47.8 | 0 | 0
Electrolyser_PEM | 2030 | Central | 1697.715 | 0.0030958 | 38.2874 | H2_IP | 15.625 | Electrolyser_PEM | 2030 | High | 44.0326 | 0 | 0
Electrolyser_PEM | 2035 | Central | 1438.4693 | 0.0027699 | 37.6829 | H2_IP | 15.625 | Electrolyser_PEM | 2035 | High | 43.8293 | 0 | 0
Electrolyser_PEM | 2040 | Central | 1179.2236 | 0.0026832 | 37.1791 | H2_IP | 15.625 | Electrolyser_PEM | 2040 | High | 43.6261 | 0 | 0
Electrolyser_PEM | 2045 | Central | 1128.751 | 0.0025978 | 36.6753 | H2_HP | 15.625 | Electrolyser_PEM | 2045 | High | 43.2109 | 0 | 0
Electrolyser_PEM | 2050 | Central | 1078.2784 | 0.0025836 | 36.4738 | H2_HP | 15.625 | Electrolyser_PEM | 2050 | High | 43 | 0 | 0
Electrolyser_PEM | 2055 | Central | 1027.8058 | 0.0025693 | 36.2723 | H2_HP | 15.625 | Electrolyser_PEM | 2055 | High | 43 | 0 | 0
Electrolyser_SOE | 2025 | Low | 2355.0135 | 0.0095484 | 62.733 | H2_IP | 15.625 | Electrolyser_SOE | 2025 | High | 43.6217 | 7.675 | 0 | 33
Electrolyser_SOE | 2030 | Low | 1949.4093 | 0.008447 | 59.7659 | H2_IP | 15.625 | Electrolyser_SOE | 2030 | High | 43.214 | 7.45 | 0 | 33
Electrolyser_SOE | 2035 | Low | 1620.7928 | 0.0076866 | 58.9182 | H2_IP | 15.625 | Electrolyser_SOE | 2035 | High | 42.8137 | 7.225 | 0 | 33
Electrolyser_SOE | 2040 | Low | 1292.1764 | 0.0073134 | 58.4943 | H2_IP | 15.625 | Electrolyser_SOE | 2040 | High | 42.4209 | 7 | 0 | 33
Electrolyser_SOE | 2045 | Low | 1269.6185 | 0.0069447 | 58.0704 | H2_IP | 15.625 | Electrolyser_SOE | 2045 | High | 42.4209 | 7 | 0 | 33
Electrolyser_SOE | 2050 | Low | 1247.0606 | 0.0069295 | 57.9433 | H2_IP | 15.625 | Electrolyser_SOE | 2050 | High | 42.4209 | 7 | 0 | 33
Electrolyser_SOE | 2055 | Low | 1247.0606 | 0.0069143 | 57.8161 | H2_IP | 15.625 | Electrolyser_SOE | 2055 | High | 42.4209 | 7 | 0 | 33
Electrolyser_SOE | 2025 | High | 4513.2854 | 0.0095484 | 62.733 | H2_IP | 15.625 | Electrolyser_PEM | 2025 | Low | 55.6 | 0 | 0
Electrolyser_SOE | 2030 | High | 3735.9618 | 0.008447 | 59.7659 | H2_IP | 15.625 | Electrolyser_PEM | 2030 | Low | 49.9674 | 0 | 0
Electrolyser_SOE | 2035 | High | 3072.3667 | 0.0076866 | 58.9182 | H2_IP | 15.625 | Electrolyser_PEM | 2035 | Low | 49.1707 | 0 | 0
Electrolyser_SOE | 2040 | High | 2408.7717 | 0.0073134 | 58.4943 | H2_IP | 15.625 | Electrolyser_PEM | 2040 | Low | 48.3739 | 0 | 0
Electrolyser_SOE | 2045 | High | 2051.2352 | 0.0069447 | 58.0704 | H2_IP | 15.625 | Electrolyser_PEM | 2045 | Low | 47.7891 | 0 | 0
Electrolyser_SOE | 2050 | High | 1693.6987 | 0.0069295 | 57.9433 | H2_IP | 15.625 | Electrolyser_PEM | 2050 | Low | 47.2043 | 0 | 0
Electrolyser_SOE | 2055 | High | 1693.6987 | 0.0069143 | 57.8161 | H2_IP | 15.625 | Electrolyser_PEM | 2055 | Low | 47 | 0 | 0
Electrolyser_SOE | 2025 | Central | 3434.1495 | 0.0095484 | 62.733 | H2_IP | 15.625 | Electrolyser_SOE | 2025 | Low | 52.3461 | 7.675 | 0 | 39.6
Electrolyser_SOE | 2030 | Central | 2842.6855 | 0.008447 | 59.7659 | H2_IP | 15.625 | Electrolyser_SOE | 2030 | Low | 50.8256 | 7.45 | 0 | 38.8126
Electrolyser_SOE | 2035 | Central | 2346.5798 | 0.0076866 | 58.9182 | H2_IP | 15.625 | Electrolyser_SOE | 2035 | Low | 49.537 | 7.225 | 0 | 38.1821
Electrolyser_SOE | 2040 | Central | 1850.474 | 0.0073134 | 58.4943 | H2_IP | 15.625 | Electrolyser_SOE | 2040 | Low | 48.2748 | 7 | 0 | 37.5538
Electrolyser_SOE | 2045 | Central | 1660.4268 | 0.0069447 | 58.0704 | H2_IP | 15.625 | Electrolyser_SOE | 2045 | Low | 47.5773 | 7 | 0 | 37.0113
Electrolyser_SOE | 2050 | Central | 1470.3797 | 0.0069295 | 57.9433 | H2_IP | 15.625 | Electrolyser_SOE | 2050 | Low | 46.8798 | 7 | 0 | 36.4687
Electrolyser_SOE | 2055 | Central | 1470.3797 | 0.0069143 | 57.8161 | H2_IP | 15.625 | Electrolyser_SOE | 2055 | Low | 46.2773 | 7 | 0 | 36

## Hydrogen Network
Hydrogen transmission network costs
This sheet contains cost assumpitons for sections of new transmission pipeline used in the NEMF to feed into the future cost of hydrogen.
Source | BEIS H2 Supply Chain Evidence Base
Table name | pi_h2_pipe_costs
Reference year | 2023
Pipeline diameter (inches) | Distance (km) | Inlet pressure (MPa) | Outlet pressure (MPa) | Pipe velocity (m/s) | Actual peak capacity (GW H2) | Compressor (MW) | compression_energy_kwh_e/gw_h2/km/h | Pipeline capex (€m) | Pipeline opex (€m/y) | Compressor capex (€m) | Compressor opex (€m/y) | total_capex_€m | total_opex_€m/y
6 | 25 | 10 | 8 | 15.975 | 0.24641 | 0.67414 | 109.4358 | 4.0881 | 0.090847 | 2.1423 | 0.047606 | 6.2304 | 0.13845
6 | 50 | 10 | 8 | 11.296 | 0.17423 | 0.49101 | 56.3614 | 8.1763 | 0.18169 | 2.0658 | 0.045906 | 10.242 | 0.2276
6 | 75 | 10 | 8 | 9.2232 | 0.14226 | 0.40939 | 38.3694 | 12.2644 | 0.27254 | 2.0317 | 0.045148 | 14.2961 | 0.31769
6 | 100 | 10 | 8 | 7.9875 | 0.1232 | 0.36055 | 29.265 | 16.3525 | 0.36339 | 2.0113 | 0.044695 | 18.3638 | 0.40808
6 | 150 | 10 | 8 | 6.5218 | 0.10059 | 0.30241 | 20.0416 | 24.5288 | 0.54508 | 1.987 | 0.044155 | 26.5158 | 0.58924
6 | 200 | 10 | 8 | 5.648 | 0.087117 | 0.26762 | 15.3598 | 32.7051 | 0.72678 | 1.9725 | 0.043832 | 34.6775 | 0.77061
6 | 250 | 10 | 8 | 5.0517 | 0.07792 | 0.24381 | 12.516 | 40.8813 | 0.90847 | 1.9625 | 0.043611 | 42.8439 | 0.95209
8 | 25 | 10 | 8 | 19.4317 | 0.53943 | 1.4083 | 104.4267 | 9.1149 | 0.20255 | 2.449 | 0.054422 | 11.5638 | 0.25697
8 | 50 | 10 | 8 | 13.7403 | 0.38143 | 1.0139 | 53.1631 | 18.2297 | 0.4051 | 2.2842 | 0.050761 | 20.5139 | 0.45587
8 | 75 | 10 | 8 | 11.2189 | 0.31144 | 0.83817 | 35.8838 | 27.3446 | 0.60766 | 2.2108 | 0.049129 | 29.5554 | 0.65679
8 | 100 | 10 | 8 | 9.7159 | 0.26971 | 0.73302 | 27.1778 | 36.4594 | 0.81021 | 2.1669 | 0.048153 | 38.6263 | 0.85836
8 | 150 | 10 | 8 | 7.933 | 0.22022 | 0.60785 | 18.4012 | 54.6891 | 1.2153 | 2.1146 | 0.046991 | 56.8037 | 1.2623
8 | 200 | 10 | 8 | 6.8702 | 0.19072 | 0.53295 | 13.9723 | 72.9188 | 1.6204 | 2.0833 | 0.046296 | 75.0021 | 1.6667
8 | 250 | 10 | 8 | 6.1449 | 0.17058 | 0.4817 | 11.2954 | 91.1485 | 2.0255 | 2.0619 | 0.04582 | 93.2104 | 2.0713
12 | 25 | 10 | 8 | 25.5666 | 1.6165 | 4.0521 | 100.2672 | 19.1683 | 0.42596 | 3.5535 | 0.078967 | 22.7218 | 0.50493
12 | 50 | 10 | 8 | 18.0783 | 1.1431 | 2.8968 | 50.6848 | 38.3366 | 0.85192 | 3.0708 | 0.068241 | 41.4074 | 0.92016
12 | 75 | 10 | 8 | 14.7609 | 0.9333 | 2.382 | 34.0297 | 57.5049 | 1.2779 | 2.8558 | 0.063462 | 60.3606 | 1.3413
12 | 100 | 10 | 8 | 12.7833 | 0.80826 | 2.074 | 25.6602 | 76.6731 | 1.7038 | 2.7271 | 0.060602 | 79.4003 | 1.7645
12 | 150 | 10 | 8 | 10.4375 | 0.65994 | 1.7074 | 17.248 | 115.0097 | 2.5558 | 2.574 | 0.057199 | 117.5837 | 2.613
12 | 200 | 10 | 8 | 9.0392 | 0.57153 | 1.4881 | 13.0183 | 153.3463 | 3.4077 | 2.4823 | 0.055163 | 155.8286 | 3.4629
12 | 250 | 10 | 8 | 8.0849 | 0.51119 | 1.338 | 10.4696 | 191.6828 | 4.2596 | 2.4196 | 0.053769 | 194.1025 | 4.3134
16 | 25 | 10 | 8 | 31.0615 | 3.5219 | 8.6451 | 98.1866 | 29.2217 | 0.64937 | 5.4723 | 0.12161 | 34.694 | 0.77098
16 | 50 | 10 | 8 | 21.9638 | 2.4904 | 6.1673 | 49.5298 | 58.4434 | 1.2987 | 4.4372 | 0.098604 | 62.8806 | 1.3973
16 | 75 | 10 | 8 | 17.9334 | 2.0334 | 5.0634 | 33.2023 | 87.6652 | 1.9481 | 3.976 | 0.088356 | 91.6412 | 2.0365
16 | 100 | 10 | 8 | 15.5307 | 1.7609 | 4.403 | 25.0038 | 116.8869 | 2.5975 | 3.7001 | 0.082225 | 120.587 | 2.6797
16 | 150 | 10 | 8 | 12.6808 | 1.4378 | 3.617 | 16.7707 | 175.3303 | 3.8962 | 3.3717 | 0.074927 | 178.702 | 3.9712
16 | 200 | 10 | 8 | 10.9819 | 1.2452 | 3.1467 | 12.6355 | 233.7737 | 5.195 | 3.1752 | 0.070561 | 236.949 | 5.2655
16 | 250 | 10 | 8 | 9.8225 | 1.1137 | 2.8249 | 10.1458 | 292.2172 | 6.4937 | 3.0408 | 0.067574 | 295.258 | 6.5613
20 | 25 | 10 | 8 | 36.0811 | 6.4122 | 15.5195 | 96.8125 | 39.2752 | 0.87278 | 8.3442 | 0.18543 | 47.6194 | 1.0582
20 | 50 | 10 | 8 | 25.5132 | 4.5341 | 11.062 | 48.7948 | 78.5503 | 1.7456 | 6.482 | 0.14405 | 85.0323 | 1.8896
20 | 75 | 10 | 8 | 20.8314 | 3.7021 | 9.0762 | 32.6888 | 117.8255 | 2.6183 | 5.6524 | 0.12561 | 123.4779 | 2.744
20 | 100 | 10 | 8 | 18.0405 | 3.2061 | 7.8883 | 24.6041 | 157.1006 | 3.4911 | 5.1562 | 0.11458 | 162.2568 | 3.6057
20 | 150 | 10 | 8 | 14.73 | 2.6178 | 6.4744 | 16.4882 | 235.6509 | 5.2367 | 4.5654 | 0.10145 | 240.2164 | 5.3381
20 | 200 | 10 | 8 | 12.7566 | 2.2671 | 5.6285 | 12.4137 | 314.2012 | 6.9822 | 4.2121 | 0.093601 | 318.4133 | 7.0759
20 | 250 | 10 | 8 | 11.4098 | 2.0277 | 5.0497 | 9.9615 | 392.7515 | 8.7278 | 3.9703 | 0.088229 | 396.7218 | 8.816
24 | 25 | 10 | 8.25 | 37.0554 | 9.6696 | 20.005 | 82.7545 | 49.3286 | 1.0962 | 10.2181 | 0.22707 | 59.5467 | 1.3233
24 | 50 | 10 | 8 | 28.6976 | 7.2579 | 17.5178 | 48.2721 | 98.6572 | 2.1924 | 9.1791 | 0.20398 | 107.8363 | 2.3964
24 | 75 | 10 | 8 | 23.4315 | 5.9261 | 14.3686 | 32.3285 | 147.9858 | 3.2886 | 7.8634 | 0.17474 | 155.8492 | 3.4633
24 | 100 | 10 | 8 | 20.2923 | 5.1321 | 12.4848 | 24.3267 | 197.3143 | 4.3848 | 7.0764 | 0.15725 | 204.3908 | 4.542
24 | 150 | 10 | 8 | 16.5686 | 4.1904 | 10.2426 | 16.2955 | 295.9715 | 6.5771 | 6.1397 | 0.13644 | 302.1112 | 6.7136
24 | 200 | 10 | 8 | 14.3488 | 3.629 | 8.9013 | 12.2643 | 394.6287 | 8.7695 | 5.5794 | 0.12399 | 400.2081 | 8.8935
24 | 250 | 10 | 8 | 12.8339 | 3.2459 | 7.9837 | 9.8386 | 493.2859 | 10.9619 | 5.196 | 0.11547 | 498.4818 | 11.0774
30 | 25 | 10 | 8.5 | 38.8892 | 16.3454 | 28.2714 | 69.185 | 64.4087 | 1.4313 | 13.6716 | 0.30381 | 78.0804 | 1.7351
30 | 50 | 10 | 8 | 33.3006 | 13.1595 | 31.3561 | 47.6553 | 128.8175 | 2.8626 | 14.9603 | 0.33245 | 143.7778 | 3.1951
30 | 75 | 10 | 8 | 27.1898 | 10.7447 | 25.7126 | 31.9073 | 193.2262 | 4.2939 | 12.6026 | 0.28006 | 205.8288 | 4.574
30 | 100 | 10 | 8 | 23.5471 | 9.3052 | 22.3369 | 24.0048 | 257.6349 | 5.7252 | 11.1924 | 0.24872 | 268.8273 | 5.9739
30 | 150 | 10 | 8 | 19.2261 | 7.5977 | 18.3192 | 16.0744 | 386.4524 | 8.5878 | 9.5139 | 0.21142 | 395.9663 | 8.7993
30 | 200 | 10 | 8 | 16.6503 | 6.5798 | 15.9158 | 12.0945 | 515.2699 | 11.4504 | 8.5098 | 0.18911 | 523.7797 | 11.6395
30 | 250 | 10 | 8 | 14.8925 | 5.8851 | 14.2716 | 9.7001 | 644.0874 | 14.3131 | 7.8229 | 0.17384 | 651.9102 | 14.4869
36 | 25 | 10 | 8.75 | 39.1928 | 24.4317 | 34.4622 | 56.4221 | 79.4889 | 1.7664 | 16.2579 | 0.36129 | 95.7468 | 2.1277
36 | 50 | 10 | 8 | 37.6045 | 21.3988 | 50.4767 | 47.1771 | 158.9778 | 3.5328 | 22.9483 | 0.50996 | 181.9261 | 4.0428
36 | 75 | 10 | 8 | 30.7039 | 17.4721 | 41.3863 | 31.5828 | 238.4667 | 5.2993 | 19.1506 | 0.42557 | 257.6173 | 5.7248
36 | 100 | 10 | 8 | 26.5904 | 15.1313 | 35.9488 | 23.758 | 317.9555 | 7.0657 | 16.879 | 0.37509 | 334.8346 | 7.4408
36 | 150 | 10 | 8 | 21.7109 | 12.3546 | 29.4775 | 15.9063 | 476.9333 | 10.5985 | 14.1755 | 0.31501 | 491.1088 | 10.9135
36 | 200 | 10 | 8 | 18.8022 | 10.6994 | 25.6066 | 11.9663 | 635.9111 | 14.1314 | 12.5583 | 0.27907 | 648.4694 | 14.4104
36 | 250 | 10 | 8 | 16.8172 | 9.5699 | 22.9583 | 9.5961 | 794.8889 | 17.6642 | 11.4519 | 0.25449 | 806.3408 | 17.9187
40 | 25 | 10 | 9 | 36.8984 | 29.4784 | 32.7124 | 44.3883 | 89.5423 | 1.9898 | 15.5269 | 0.34504 | 105.0693 | 2.3349
40 | 50 | 10 | 8.25 | 36.9396 | 27.0093 | 54.7004 | 40.5049 | 179.0846 | 3.9797 | 24.7129 | 0.54917 | 203.7975 | 4.5288
40 | 75 | 10 | 8 | 33.0335 | 23.4093 | 55.1181 | 31.3938 | 268.627 | 5.9695 | 24.8874 | 0.55305 | 293.5143 | 6.5225
40 | 100 | 10 | 8 | 28.6079 | 20.2731 | 47.8742 | 23.6146 | 358.1693 | 7.9593 | 21.8611 | 0.4858 | 380.0303 | 8.4451
40 | 150 | 10 | 8 | 23.3582 | 16.5529 | 39.2529 | 15.8091 | 537.2539 | 11.939 | 18.2594 | 0.40576 | 555.5133 | 12.3447
40 | 200 | 10 | 8 | 20.2288 | 14.3352 | 34.0961 | 11.8924 | 716.3386 | 15.9186 | 16.105 | 0.35789 | 732.4436 | 16.2765
40 | 250 | 10 | 8 | 18.0932 | 12.8218 | 30.5682 | 9.5363 | 895.4232 | 19.8983 | 14.6311 | 0.32514 | 910.0543 | 20.2234
42 | 25 | 10 | 9 | 38.1655 | 33.7408 | 37.343 | 44.2703 | 94.569 | 2.1015 | 17.4614 | 0.38803 | 112.0305 | 2.4896
42 | 50 | 10 | 8.25 | 38.208 | 30.9146 | 62.4409 | 40.3957 | 189.1381 | 4.2031 | 27.9466 | 0.62104 | 217.0847 | 4.8241
42 | 75 | 10 | 8 | 34.1679 | 26.7942 | 62.9153 | 31.3079 | 283.7071 | 6.3046 | 28.1448 | 0.62544 | 311.8519 | 6.93
42 | 100 | 10 | 8 | 29.5902 | 23.2044 | 54.6455 | 23.5496 | 378.2761 | 8.4061 | 24.6899 | 0.54866 | 402.9661 | 8.9548
42 | 150 | 10 | 8 | 24.1603 | 18.9463 | 44.8034 | 15.765 | 567.4142 | 12.6092 | 20.5782 | 0.45729 | 587.9924 | 13.0665
42 | 200 | 10 | 8 | 20.9235 | 16.408 | 38.9164 | 11.859 | 756.5523 | 16.8123 | 18.1188 | 0.40264 | 774.6711 | 17.2149
42 | 250 | 10 | 8 | 18.7145 | 14.6758 | 34.889 | 9.5093 | 945.6904 | 21.0153 | 16.4362 | 0.36525 | 962.1266 | 21.3806
48 | 25 | 10 | 9.25 | 35.4807 | 42.5214 | 34.6982 | 32.6406 | 109.6492 | 2.4366 | 16.3565 | 0.36348 | 126.0057 | 2.8001
48 | 50 | 10 | 8.5 | 37.89 | 41.6601 | 70.7191 | 33.9505 | 219.2984 | 4.8733 | 31.405 | 0.69789 | 250.7034 | 5.5712
48 | 75 | 10 | 8 | 37.4642 | 38.7289 | 90.2696 | 31.0775 | 328.9476 | 7.3099 | 39.5726 | 0.87939 | 368.5202 | 8.1893
48 | 100 | 10 | 8 | 32.4449 | 33.5402 | 78.4006 | 23.3751 | 438.5967 | 9.7466 | 34.6141 | 0.7692 | 473.2108 | 10.5158
48 | 150 | 10 | 8 | 26.4912 | 27.3855 | 64.2753 | 15.6471 | 657.8951 | 14.6199 | 28.713 | 0.63807 | 686.6081 | 15.258
48 | 200 | 10 | 8 | 22.942 | 23.7165 | 55.8265 | 11.7696 | 877.1935 | 19.4932 | 25.1833 | 0.55963 | 902.3768 | 20.0528
48 | 250 | 10 | 8 | 20.52 | 21.2127 | 50.0465 | 9.4371 | 1096.4919 | 24.3665 | 22.7686 | 0.50597 | 1119.2605 | 24.8725